## BoQ1 (hidden)
Item Wise BoQ
BoQ_Ver4.0 | Item Wise | Normal | INR Only | INR
Select, Excess (+), Less (-)
Tender Inviting Authority: Director NCPOR
Name of Work: CAMC for Civil, Carpentry & Sanitary Works at NCPOR.
Contract No: NCPOR/Estate/ET-04/2024-25
Name of the Bidder/ Bidding Firm / Company : | [12 empty] | 1
PRICE SCHEDULE (This BOQ template must not be modified/replaced by the bidder and the same should be uploaded after filling the relevent columns, else the bidder is liable to be rejected for this tender. Bidders are allowed to enter the Bidder Name and Values only )
NUMBER # | TEXT # | TEXT # | NUMBER # | TEXT # | NUMBER | NUMBER | TEXT | TEXT # | NUMBER # | TEXT# | TEXT # | NUMBER # | NUMBER | NUMBER | NUMBER | NUMBER | TEXT | TEXT | NUMBER | NUMBER | NUMBER | NUMBER | TEXT | TEXT | NUMBER | NUMBER | NUMBER | NUMBER | TEXT | TEXT | NUMBER | NUMBER | NUMBER | NUMBER | TEXT | TEXT | NUMBER | NUMBER | NUMBER | NUMBER | TEXT | TEXT | NUMBER | NUMBER | NUMBER # | NUMBER # | TEXT | TEXT | NUMBER # | NUMBER # | DATE | NUMBER # | NUMBER # | TEXT #
Sl. No. | Item Description | Item Code / Make | Quantity | Units | Estimated Rate in Rs. P |  |  | Addition / Deduction | Addition / Deduction Values | Currency Convertion against each Item | Quoted Currency in INR / Other Currency | BASIC RATE In Figures To be entered by the Bidder in Rs. P | GST (If applicable in Percentage) | GST Amount in Rs. P | [35 empty] | HSN / SAC Code |  | TOTAL AMOUNT excluding taxes in Rs. P | TOTAL AMOUNT including taxes Rs. P | TOTAL AMOUNT In Words
1 | 2 | 3 | 4 | 5 | 6 | 7 | 8 | 9 | 10 | 11 | 12 | 7 | 8 | 9 | 16 | 17 | 18 | 19 | 20 | 21 | 22 | 23 | 24 | 25 | 26 | 27 | 28 | 29 | 30 | 31 | 32 | 33 | 34 | 35 | 36 | 37 | 38 | 39 | 40 | 41 | 42 | 43 | 44 | 45 | 46 | 47 | 48 | 49 | 50 | 10 | 52 | 11 | 12 | 13
1 | DISMANTALING / DEMOLITION / BACKFILLING & REPAIR WORKS: | [53 empty] | 1 | Construction of chamber for 100mm sluices valve | item1 | 10 | 1 Nos
1.01 | Demolishing / Dismantling/chiselling by manually or mechanically of old RCC/LSM/BB Masonry/CC Block Masonry/Toilet Coba and Concrete in building at all heights (15m)/slopes, including all scaffolding/staging/platforms & stacking debris as directed (50m lead) & carting them away to contractors dump yard outside the campus. | item1 | 50 | cum | 0 |  |  | Excess(+) | 1 | Full Conversion | INR |  |  | 0 | [37 empty] | 0 | 0 | #VALUE! | 1.01 | Supplying, Conveying and fixing spls. Including eart | item1 | 123.223 | Nos
1.02 | Earth work in excavation in foundation, pipeline, trenches drain not exceeding 1.5m in width or 10sqm on plan including dressing of sides, ramming of bottoms lifts up to 1.5m including setting out excavated soil and disposal of surplus soil within 50m lead with Ordinary soil | item2 | 50 | cum | 1 |  |  | Excess(+) | 1 | Full Conversion | INR |  |  | 0 | [37 empty] | 0 | 0 | #VALUE!
1.03 | Earth work in excavation in foundation, pipeline, trenches drain not exceeding 1.5m in width or 10sqm on plan including dressing of sides, ramming of bottoms lifts up to 1.5m including setting out excavated soil and disposal of surplus soil within 50m lead with Hard rock (blasting prohibited) | item3 | 10 | cum | 2 |  |  | Excess(+) | 1 | Full Conversion | INR |  |  | 0 | [37 empty] | 0 | 0 | #VALUE!
1.04 | Dismantling/HILTI chiselling carefully existing external damaged plaster & concrete in building walls/ceiling parapets etc and damaged floor tiles in floors/skirtings etc any thickness & concrete (IPS) in building rooms etc at all heights (15m)/slopes, including all scaffolding/staging /platforms & stacking debris as directed (50m lead) & carting them away to contractors dump yard outside the campus. | item4 | 1 | sqm | 3 |  |  | Excess(+) | 1 | Full Conversion | INR |  |  | 0 | [37 empty] | 0 | 0 | #VALUE!
1.05 | Backfilling of trenches drain not exceeding 1.5m in width or 10sqm on plan with excavated soil including all tools, tackles, equipments, machineries, labours etc. complete as directed by engineer in charge. | item5 | 10 | cum | 4 |  |  | Excess(+) | 1 | Full Conversion | INR |  |  | 0 | [37 empty] | 0 | 0 | #VALUE!
1.06 | Backfilling of trenches or drains not exceeding 1.5m in width or 10sqm on plan with Good Earth at said locations including all tools, tackles, equipments, machineries, labours etc. complete as directed by engineer in charge. | item6 | 10 | cum | 5 |  |  | Excess(+) | 1 | Full Conversion | INR |  |  | 0 | [37 empty] | 0 | 0 | #VALUE!
2 | ROOFING / WATER PROOFING WORKS: |  |  |  | 6 |  |  | Excess(+) | 1 | Full Conversion | INR
2.01 | Providing and fixing of broken Mangalore Tiles in sloping roof at all heights including all T, P & M and scaffolding. Debris to be disposed as directed within the campus area. Providing and fixing Mangalore Tiles as per size including ridge tiles. No separate payment for ridge shall be made. | item8 | 200 | sqm | 7 |  |  | Excess(+) | 1 | Full Conversion | INR |  |  | 0 | [37 empty] | 0 | 0 | #VALUE!
2.02 | Providing and fixing on roof cement concrete tiles of size 330 x 420 mm including ridge tiles of approved colour, make and as per approved pattern on cement bands over roof slab including labour, tools, equipments, etc. complete as per direction of engineer in- charge. | item9 | 200 | sqm | 8 |  |  | Excess(+) | 1 | Full Conversion | INR |  |  | 0 | [37 empty] | 0 | 0 | #VALUE!
2.03 | Providing and application of Sika Quick 1000 repair mortar to fill the minor cracks above RCC flat / sloping roof/ damaged plaster wall surface, also if loosened concrete observed will be removed till sound concrete is found and will be treated by Sika Quick 1000. The system will include opening of cracks by 1" X 1", loose concrete then cleaning with water, application of bond coat & application of repair mortar. Curing for 1 day. Supply and application of "SikaTOP Seal 109 hi" above Flat / Sloping roof. Two components, easily applied specially formulated fibre reinforced acrylic polymer modified cementitious, elastic coating. Primer. SikaTop® Seal-109 hi. Consumption Primer: 0.10 kg/m2. Base coat: SikaTop® Seal-109 hi. Consumption base coat: 1.2 kg/m2. Reinforcement: Sika® Fab-1. Top coat: SikaTop® Seal-109 hi. Consumption top coat: 1.30 kg/m2. System requirements: conforms to IS 2645, IS 101; elongation at break: 40 %; slant shear bond strength: approx. 4 N/mm2 as per FIP 5.15; water permeability passes as per IS 2645; weather resistance as per IS 101. The vertical surface of the adjoining walls are to be treated upto a height of 30cms.Plan area to be measured for payment. | item10 | 100 | sqm | 9 |  |  | Excess(+) | 1 | Full Conversion | INR |  |  | 0 | [37 empty] | 0 | 0 | #VALUE!
2.04 | Providing and applying of "SIKA 101h" Cement Based Crystalline Waterproofing System for toilets / balconies / water tanks. Concrete surface must be clean, sound, level and uncontaminated by oil or grease. Removal of cement laitance, formwork-traces and loosely adhering particles by mechanical means. Area of honeycomb concrete and other surface imperfections must be repaired with quick sika mortar by adding polymer Sika Latex Power in ratio 1:3 with water. Debonding render must be removed. Wet surface until saturated. Add 8 litres of clean water to 25 Kg of "Sika 101 h" stir with low-speed mixer for 5 minutes until a lump free smooth brush able consistency is achieved. Application of 1st coat by a medium - hard bristle brush on the wet surface and leave to harden (2 - 6 Hours, depending on the temperature). apply second coat in the similar way once first coat gets cured. Consumption 1 Kg/m2/coat. Two coats recommended. Sika 101h must be prevented from drying out too rapidly. The freshly applied surface must be protected from rain and strong winds. Sika 101 h should be protected in pedestrian areas overlaying with 1:3 cement sand screed. Job is all inclusive as above. The vertical surface of the adjoining walls is to be treated upto a height of 90cms.Plan area to be measured for payment. Approved Brand: Dr. Fixit /FOSROC/SIKA. | item11 | 1 | sqm | 10 |  |  | Excess(+) | 1 | Full Conversion | INR |  |  | 0 | [37 empty] | 0 | 0 | #VALUE!
2.05 | Providing and fixing sandwich PUF panels at all heights, of approved make, thickness and shade. The sheets of the panels should be SS – 304 grade and fixed with necessary fitting/ screws etc all SS or GI, including labour, tools, equipments, machinery, etc. complete as per direction of engineer in charge. 50 mm | item12 | 1 | sqm | 11 |  |  | Excess(+) | 1 | Full Conversion | INR |  |  | 0 | [37 empty] | 0 | 0 | #VALUE!
2.06 | Providing and fixing sandwich PUF panels at all heights, of approved make, thickness and shade. The sheets of the panels should be SS – 304 grade and fixed with necessary fitting/ screws etc all SS or GI, including labour, tools, equipments, machinery, etc. complete as per direction of engineer in charge. 125 mm | item13 | 1 | sqm | 12 |  |  | Excess(+) | 1 | Full Conversion | INR |  |  | 0 | [37 empty] | 0 | 0 | #VALUE!
2.07 | Providing and fixing sandwich PUF panels at all heights, of approved make, thickness and shade. The sheets of the panels should be SS – 304 grade and fixed with necessary fitting/ screws etc all SS or GI, including labour, tools, equipments, machinery, etc. complete as per direction of engineer in charge. 150 mm | item14 | 1 | sqm | 13 |  |  | Excess(+) | 1 | Full Conversion | INR |  |  | 0 | [37 empty] | 0 | 0 | #VALUE!
3 | MASONRY WORKS: |  |  |  | 14 |  |  | Excess(+) | 1 | Full Conversion | INR
3.01 | Brick work using common burnt clay building bricks in cement mortar 1:5 (1 cement :5 sand) with best quality local bricks 40 kg/cm2 | item16 | 7 | cum | 15 |  |  | Excess(+) | 1 | Full Conversion | INR |  |  | 0 | [37 empty] | 0 | 0 | #VALUE!
3.02 | P/I half brick masonry in cement mortar 1:4 (1 cement :4 sand) with best quality local bricks 40kg/cm2 | item17 | 1 | sqm | 16 |  |  | Excess(+) | 1 | Full Conversion | INR |  |  | 0 | [37 empty] | 0 | 0 | #VALUE!
3.03 | Brick work using fly ash building bricks in cement mortar 1:5 (1 cement :5 sand) with best quality local bricks 40 kg/cm2 | item18 | 5 | cum | 17 |  |  | Excess(+) | 1 | Full Conversion | INR |  |  | 0 | [37 empty] | 0 | 0 | #VALUE!
3.04 | Providing and laying AAC block masonry with factory made precast concrete solid blocks of size 600 x 200 x 100 in super structure above plinth level including cementitious adhesive, etc. complete as per direction of Engineer in- charge. | item19 | 5 | cum | 18 |  |  | Excess(+) | 1 | Full Conversion | INR |  |  | 0 | [37 empty] | 0 | 0 | #VALUE!
4 | PLAIN AND REINFORCED CONCRETE WORKS: |  |  |  | 19 |  |  | Excess(+) | 1 | Full Conversion | INR
4.01 | Providing & Laying cement concrete of M30 at all heights with design mix of cement content of 360 kg/m3(OPC-43), water of 144kg/m3, graded granitic or basaltic stone aggregate 20mm downward nominal size 661kg/m3 & 10mm stone aggregate of 479kg/m3, coarse sand of 807kg/m3, Admixture superplasticizer of 2.95kg/m3 (FOSROC). including reinforcement Fe 500 grade (TATA), cost of centring and shuttering & levels including waterproofing compound in the proportion recommended by the manufacturersanufactures per bag of 50 kg of cement used in mix & as Approved by the Engineer-In -Charge in: String course; Copping; Sill concrete; bed block concrete, Slabs, Beams, Landings etc. | item21 | 1 | cum | 20 |  |  | Excess(+) | 1 | Full Conversion | INR |  |  | 0 | [37 empty] | 0 | 0 | #VALUE!
4.02 | Providing & Laying cement concrete of M30 at all heights with design mix of cement content of 360 kg/m3(OPC-43), water of 144kg/m3, graded granitic or basaltic stone aggregate 20mm downward nominal size 661kg/m3 & 10mm stone aggregate of 479kg/m3, coarse sand of 807kg/m3, Admixture superplasticizer of 2.95kg/m3 (FOSROC). including reinforcement Fe 500 grade (TATA), cost of centring and shuttering & levels including waterproofing compound in the proportion recommended by the manufactures per bag of 50 kg of cement used in mix & as Approved by the Engineer-In-Charge in : Repairing and retrofitting of CC structures with M30 grade concrete, at all heights including scaffolding, shuttering, labours, equipments, tools, etc. complete as per direction of engineer in- charge | item22 | 1 | cum | 21 |  |  | Excess(+) | 1 | Full Conversion | INR |  |  | 0 | [37 empty] | 0 | 0 | #VALUE!
4.03 | Providing & laying plain cement concrete flooring (1:2:4) 1 cement:2 coarse sand :4 aggregate 20mm down size) upto 120mm thick including ramming to proper line & level existing rubble soiling in PL; watering etc complete. | item23 | 9 | cum | 22 |  |  | Excess(+) | 1 | Full Conversion | INR |  |  | 0 | [37 empty] | 0 | 0 | #VALUE!
5 | DOORS AND WINDOWS: |  |  |  | 23 |  |  | Excess(+) | 1 | Full Conversion | INR
5.01 | Providing and fixing wood work in frames of doors and windows and other frames, including removing of old frames, including fixing of hold fast 6 nos for doors and 4 nos of windows compete with Termite treatment shall be done for all wooden & ply members, complete as per direction of Engineer-In- Charge: Second class matti wood | item25 | 1 | c.ft | 24 |  |  | Excess(+) | 1 | Full Conversion | INR |  |  | 0 | [37 empty] | 0 | 0 | #VALUE!
5.02 | Providing and fixing wood work in frames of doors and windows and other frames, including removing of old frames, including fixing of hold fast 6 nos for doors and 4 nos of windows compete with Termite treatment shall be done for all wooden & ply members, complete as per direction of Engineer-In- Charge: First Class Teak wood for wooden table,door/window frames etc. | item26 | 1 | c.ft | 25 |  |  | Excess(+) | 1 | Full Conversion | INR |  |  | 0 | [37 empty] | 0 | 0 | #VALUE!
5.03 | Providing and fixing wood work in frames of doors and windows and other frames, including removing of old frames, including fixing of hold fast 6 nos for doors and 4 nos of windows compete with Termite treatment shall be done for all wooden & ply members, complete as per direction of Engineer-In- Charge: FRP frames for FRP doors | item27 | 10 | Rmt | 26 |  |  | Excess(+) | 1 | Full Conversion | INR |  |  | 0 | [37 empty] | 0 | 0 | #VALUE!
5.04 | Providing and fixing wood work in frames of doors and windows and other frames, including removing of old frames, including fixing of hold fast 6 nos for doors and 4 nos of windows compete with Termite treatment shall be done for all wooden & ply members, complete as per direction of Engineer-In- Charge: WPC (Wood Polymer Composite) solid door/window/Clerestory windows Frames of size 65 x 100 mm for WPC doors. | item28 | 10 | Rmt | 27 |  |  | Excess(+) | 1 | Full Conversion | INR |  |  | 0 | [37 empty] | 0 | 0 | #VALUE!
5.05 | Providing and fixing 35 mm thick teak wood panelled glazed shutters for doors and window including fitting 2nd class teakwood. Termite treatment shall be done for all wooden & ply members. | item29 | 2 | sqm | 28 |  |  | Excess(+) | 1 | Full Conversion | INR |  |  | 0 | [37 empty] | 0 | 0 | #VALUE!
5.06 | Providing and fixing SS/ Allum. Fittings including removal of old fitting etc. complete: Butt hinges:125 x 75x4mm | item30 | 5 | Nos | 29 |  |  | Excess(+) | 1 | Full Conversion | INR |  |  | 0 | [37 empty] | 0 | 0 | #VALUE!
5.07 | Providing and fixing SS/ Allum. Fittings including removal of old fitting etc. complete: Butt hinges:100x75x4mm | item31 | 1 | Nos | 30 |  |  | Excess(+) | 1 | Full Conversion | INR |  |  | 0 | [37 empty] | 0 | 0 | #VALUE!
5.08 | Providing and fixing SS/ Allum. Fittings including removal of old fitting etc. complete: Butt hinges:50x45x3mm | item32 | 1 | Nos | 31 |  |  | Excess(+) | 1 | Full Conversion | INR |  |  | 0 | [37 empty] | 0 | 0 | #VALUE!
5.09 | Providing and fixing SS/ Allum. Fittings including removal of old fitting etc. complete: Sliding doors bolts: 300x16mm | item33 | 3 | Nos | 32 |  |  | Excess(+) | 1 | Full Conversion | INR |  |  | 0 | [37 empty] | 0 | 0 | #VALUE!
5.1 | Providing and fixing SS/ Allum. Fittings including removal of old fitting etc. complete: Sliding doors bolts: 250mmx16mm | item34 | 1 | Nos | 33 |  |  | Excess(+) | 1 | Full Conversion | INR |  |  | 0 | [37 empty] | 0 | 0 | #VALUE!
5.11 | Providing and fixing SS/ Allum. Fittings including removal of old fitting etc. complete:Tower bolts: 150x10mm | item35 | 4 | Nos | 34 |  |  | Excess(+) | 1 | Full Conversion | INR |  |  | 0 | [37 empty] | 0 | 0 | #VALUE!
5.12 | Providing and fixing SS/ Allum. Fittings including removal of old fitting etc. complete:Tower bolts: 100x10mm | item36 | 1 | Nos | 35 |  |  | Excess(+) | 1 | Full Conversion | INR |  |  | 0 | [37 empty] | 0 | 0 | #VALUE!
5.13 | Providing and fixing SS/ Allum. Fittings including removal of old fitting etc. complete:Tower bolts: 200 x 10mm | item37 | 1 | Nos | 36 |  |  | Excess(+) | 1 | Full Conversion | INR |  |  | 0 | [37 empty] | 0 | 0 | #VALUE!
5.14 | Providing and fixing SS/ Allum. Fittings including removal of old fitting etc. complete:Handles: 75mm - 100mm | item38 | 2 | Nos | 37 |  |  | Excess(+) | 1 | Full Conversion | INR |  |  | 0 | [37 empty] | 0 | 0 | #VALUE!
5.15 | Providing and fixing SS/ Allum. Fittings including removal of old fitting etc. complete:Handles: 125mm- 200mm | item39 | 9 | Nos | 38 |  |  | Excess(+) | 1 | Full Conversion | INR |  |  | 0 | [37 empty] | 0 | 0 | #VALUE!
5.16 | Providing and fixing SS/ Allum. Fittings including removal of old fitting etc. complete:Sliding flat latch: 300mm | item40 | 4 | Nos | 39 |  |  | Excess(+) | 1 | Full Conversion | INR |  |  | 0 | [37 empty] | 0 | 0 | #VALUE!
5.17 | Providing and fixing SS/ Allum. Fittings including removal of old fitting etc. complete:Sliding flat latch: 200mm | item41 | 1 | Nos | 40 |  |  | Excess(+) | 1 | Full Conversion | INR |  |  | 0 | [37 empty] | 0 | 0 | #VALUE!
5.18 | Providing and fixing SS/ Allum. Fittings including removal of old fitting etc. complete:Hook and eye: 150mm | item42 | 1 | Nos | 41 |  |  | Excess(+) | 1 | Full Conversion | INR |  |  | 0 | [37 empty] | 0 | 0 | #VALUE!
5.19 | Providing and fixing SS/ Allum. Fittings including removal of old fitting etc. complete:Hook and eye: 100mm | item43 | 1 | Nos | 42 |  |  | Excess(+) | 1 | Full Conversion | INR |  |  | 0 | [37 empty] | 0 | 0 | #VALUE!
5.2 | Providing and fixing SS/ Allum. Fittings including removal of old fitting etc. complete: Curtain rod chrome plated / powder coated with bracket/ end socket. 20 - 25mm dia. | item44 | 1 | rmt | 43 |  |  | Excess(+) | 1 | Full Conversion | INR |  |  | 0 | [37 empty] | 0 | 0 | #VALUE!
5.21 | Providing and fixing SS/ Allum. Fittings including removal of old fitting etc. complete. Providing and fixing SS soft close hinge of approved make and as instructed by engineer in- charge | item45 | 1 | Nos | 44 |  |  | Excess(+) | 1 | Full Conversion | INR |  |  | 0 | [37 empty] | 0 | 0 | #VALUE!
5.22 | Providing and fixing SS/ Allum. Fittings including removal of old fitting etc. complete.Providing and fixing SS- 316/ 304 grade self-tapping/ normal screws of approved make. | item46 | 50 | Nos | 45 |  |  | Excess(+) | 1 | Full Conversion | INR |  |  | 0 | [37 empty] | 0 | 0 | #VALUE!
5.23 | Providing and fixing night latch (Godrej make 7 lever) as approved by engineer in- charge | item47 | 1 | Nos | 46 |  |  | Excess(+) | 1 | Full Conversion | INR |  |  | 0 | [37 empty] | 0 | 0 | #VALUE!
5.24 | Providing and fixing bright finished brass door latch with necessary screws etc. complete: 300x16x5 mm | item48 | 5 | Nos | 47 |  |  | Excess(+) | 1 | Full Conversion | INR |  |  | 0 | [37 empty] | 0 | 0 | #VALUE!
5.25 | Providing and fixing bright finished brass door latch with necessary screws etc. complete: 250x16x5 mm | item49 | 5 | Nos | 48 |  |  | Excess(+) | 1 | Full Conversion | INR |  |  | 0 | [37 empty] | 0 | 0 | #VALUE!
5.26 | Providing and fixing 4-6mm thick clear/frosted glass and fixed with teak wood polished beading as per requirement including removing of broken glass panes, cutting and removal of door part, refiling of glass lambi putty, nails etc. complete | item50 | 1 | sqm | 49 |  |  | Excess(+) | 1 | Full Conversion | INR |  |  | 0 | [37 empty] | 0 | 0 | #VALUE!
5.27 | Providing and fixing bright finished brass mortice latch and lock and pair of levers, handles of approved make with necessary screws complete as per existing ones and as directed by engineer in- charge. | item51 | 4 | Nos | 50 |  |  | Excess(+) | 1 | Full Conversion | INR |  |  | 0 | [37 empty] | 0 | 0 | #VALUE!
5.28 | Providing and fixing SS - 316/ 304 grade mortice latch and lock and pair of levers, handles of approved make with necessary screws complete as per existing ones and as directed by engineer in- charge. | item52 | 1 | Nos | 51 |  |  | Excess(+) | 1 | Full Conversion | INR |  |  | 0 | [37 empty] | 0 | 0 | #VALUE!
5.29 | Providing and fixing bright finished Godrej Keyless Cylindrical Lock with necessary screws complete as per existing ones | item53 | 2 | Nos | 52 |  |  | Excess(+) | 1 | Full Conversion | INR |  |  | 0 | [37 empty] | 0 | 0 | #VALUE!
5.3 | Providing and fixing mosquito nets netlon or equivalent make over the window frame including fixing Velcro tape in the Aluminium /wooden frames and net with screws/ nails etc. | item54 | 20 | sqm | 53 |  |  | Excess(+) | 1 | Full Conversion | INR |  |  | 0 | [37 empty] | 0 | 0 | #VALUE!
5.31 | Providing and fixing ISI marked flush door shutters conforming to IS : 2202 (Part I) decorative type, core of block board construction with frame of 1st class hard wood and well matched commercial 3 ply veneering with vertical grains or cross bands and face veneers on both faces of shutters: 35 mm thick including ISI marked Stainless Steel butt hinges with necessary screws | item55 | 5 | sqm | 54 |  |  | Excess(+) | 1 | Full Conversion | INR |  |  | 0 | [37 empty] | 0 | 0 | #VALUE!
5.32 | Providing and fixing ISI marked flush door shutters conforming to IS : 2202 (Part I) decorative type, core of block board construction with frame of 1st class hard wood and well matched commercial 3 ply veneering with vertical grains or cross bands and face veneers on both faces of shutters: First Class FRP doors with sheets of min 1.5mm on both sides of the door glued to the solid wood within with epoxy along with steel butt hinges and necessary screws included | item56 | 2 | sqm | 55 |  |  | Excess(+) | 1 | Full Conversion | INR |  |  | 0 | [37 empty] | 0 | 0 | #VALUE!
5.33 | Providing and fixing ISI marked flush door shutters conforming to IS : 2202 (Part I) decorative type, core of block board construction with frame of 1st class hard wood and well matched commercial 3 ply veneering with vertical grains or cross bands and face veneers on both faces of shutters:Factory made single extruded WPC (Wood Polymer Composite) solid plain flush door shutter 35 mm thick, of required size and of approved make with 2mm thick WPC board coated with PVC film fixed on both faces of shutters glued to solid PU foam core within, with epoxy along with WPC door frame and stainless-steel butt hinges with necessary screws. | item57 | 2 | sqm | 56 |  |  | Excess(+) | 1 | Full Conversion | INR |  |  | 0 | [37 empty] | 0 | 0 | #VALUE!
5.34 | Providing and fixing wall cladding with marine plywood and teak veneer(3-4mmth.) /Pine wood facing along with polishing of approved manufacture and priming coat on un ex-posed surface, necessary screws, etc. all complete: 09 mm-12mm thick | item58 | 1 | sqm | 57 |  |  | Excess(+) | 1 | Full Conversion | INR |  |  | 0 | [37 empty] | 0 | 0 | #VALUE!
5.35 | Providing and fixing wall cladding with marine plywood and teak veneer(3-4mmth.) /Pine wood facing along with polishing of approved manufacture and priming coat on un ex-posed surface, necessary screws, etc. all complete: 12 mm-19mm thick | item59 | 1 | sqm | 58 |  |  | Excess(+) | 1 | Full Conversion | INR |  |  | 0 | [37 empty] | 0 | 0 | #VALUE!
5.36 | Providing and fixing teak veneer (3-4 mm) / pine wood facing along with polishing of approved make and priming coat on unexposed surface with necessary screws etc. all as directed by engineer in- charge. | item60 | 5 | sqm | 59 |  |  | Excess(+) | 1 | Full Conversion | INR |  |  | 0 | [37 empty] | 0 | 0 | #VALUE!
5.37 | Providing and fixing 1st class Indian teak wood moulded beading to door and window frames with aluminium screws, plugs and priming coat on unexposed surface etc upto 50mm wide and up to 25 mm thick. | item61 | 6 | rmt | 60 |  |  | Excess(+) | 1 | Full Conversion | INR |  |  | 0 | [37 empty] | 0 | 0 | #VALUE!
5.38 | Providing & applying wood polishing in all wood works such as Pelmets; Door/Window shutters; Beading; Staircase railings; Wall claddings; office furniture etc. including all scaffolding; scrapping; wood sealers etc. complete; French colour polishing in three or more coats. | item62 | 21 | sqm | 61 |  |  | Excess(+) | 1 | Full Conversion | INR |  |  | 0 | [37 empty] | 0 | 0 | #VALUE!
5.39 | Providing & applying wood polishing in all wood works such as Pelmets; Door/Window shutters; Beading; Staircase railings; Wall claddings; office furniture etc. including all scaffolding; scrapping; wood sealers etc. complete; Melamine spray polishing over French colour polish. | item63 | 11 | sqm | 62 |  |  | Excess(+) | 1 | Full Conversion | INR |  |  | 0 | [37 empty] | 0 | 0 | #VALUE!
5.4 | Providing and fixing of SS friction stay to Z- Section type openable window including removing & refixing the shutters, alignment & greasing the same; screws etc. complete. Size as per existing window / ventilator requirement. | item64 | 2 | Nos | 63 |  |  | Excess(+) | 1 | Full Conversion | INR |  |  | 0 | [37 empty] | 0 | 0 | #VALUE!
5.41 | Providing and fixing of colour anodised aluminium accessories in windows/door/ventilators etc. as per existing size and colour including removing old fittings; screws etc complete: Handle with locking arrangement; screws etc complete as per existing size. | item65 | 1 | Nos | 64 |  |  | Excess(+) | 1 | Full Conversion | INR |  |  | 0 | [37 empty] | 0 | 0 | #VALUE!
5.42 | Providing and fixing of colour anodised aluminium accessories in windows/door/ventilators etc. as per existing size and colour including removing old fittings; screws etc complete: Handle 75mm - 100mm | item66 | 2 | Nos | 65 |  |  | Excess(+) | 1 | Full Conversion | INR |  |  | 0 | [37 empty] | 0 | 0 | #VALUE!
5.43 | Providing and fixing of colour anodised aluminium accessories in windows/door/ventilators etc. as per existing size and colour including removing old fittings; screws etc complete: Handle 125mm- 200mm | item67 | 1 | Nos | 66 |  |  | Excess(+) | 1 | Full Conversion | INR |  |  | 0 | [37 empty] | 0 | 0 | #VALUE!
5.44 | Providing and fixing of colour anodised aluminium accessories in windows/door/ventilators etc. as per existing size and colour including removing old fittings; screws etc complete: Aluminium door concealed Locks with three keys as per existing arrangement. | item68 | 4 | Nos | 67 |  |  | Excess(+) | 1 | Full Conversion | INR |  |  | 0 | [37 empty] | 0 | 0 | #VALUE!
5.45 | Providing and fixing of colour anodised aluminium accessories in windows/door/ventilators etc. as per existing size and colour including removing old fittings; screws etc complete: Providing and fixing PVC/ aluminium domal section wheel bearings of approved brand for aluminium sliding doors/ sections (two/ three track wheels) along with removing of existing bearings, including all necessary fittings etc. complete as per direction of engineer in- charge. | item69 | 10 | Nos | 68 |  |  | Excess(+) | 1 | Full Conversion | INR |  |  | 0 | [37 empty] | 0 | 0 | #VALUE!
5.46 | Providing and fixing Aluminium section concealed sliding window push lock of approved make, made of pressure die cast in zinc alloy with powder coating of approved shade of required size, including all necessary fittings etc. complete as per direction of engineer in- charge: 180 x 23 mm | item70 | 5 | Nos | 69 |  |  | Excess(+) | 1 | Full Conversion | INR |  |  | 0 | [37 empty] | 0 | 0 | #VALUE!
5.47 | Providing and fixing Aluminium section concealed sliding window push lock of approved make, made of pressure die cast in zinc alloy with powder coating of approved shade of required size, including all necessary fittings etc. complete as per direction of engineer in- charge: 100 x 23 mm | item71 | 5 | Nos | 70 |  |  | Excess(+) | 1 | Full Conversion | INR |  |  | 0 | [37 empty] | 0 | 0 | #VALUE!
5.48 | Removing; Servicing; Oiling & Refixing of existing hydraulic door closers including providing & fixing any spares & accessories; screws etc. complete. | item72 | 5 | Nos | 71 |  |  | Excess(+) | 1 | Full Conversion | INR |  |  | 0 | [37 empty] | 0 | 0 | #VALUE!
5.49 | Providing and fixing new Hydraulic door closer (DOORSET/ OZONE / HAFALE) including removing of old set. Size includes long arm/ short arm heavy duty type to the satisfaction of Engineer: long arm | item73 | 1 | Nos | 72 |  |  | Excess(+) | 1 | Full Conversion | INR |  |  | 0 | [37 empty] | 0 | 0 | #VALUE!
5.5 | Providing and fixing new Hydraulic door closer (DOORSET/ OZONE / HAFALE) including removing of old set. Size includes long arm/ short arm heavy duty type to the satisfaction of Engineer: short arm | item74 | 4 | Nos | 73 |  |  | Excess(+) | 1 | Full Conversion | INR |  |  | 0 | [37 empty] | 0 | 0 | #VALUE!
5.51 | Removing, Cleaning, scrubbing of existing damaged Sun Control Film in Glazed Windows & doors & providing & refixing of new film as per glazing size & of approved make, shade and visible light transmission (VLT) at all heights etc. with complete & as directed by the Engineer in Charge. Note: Payment as per actual filmed surface area on site.: Tinted sun control film with VLT 20%, 40%, 60% and 80% | item75 | 22 | sqm | 74 |  |  | Excess(+) | 1 | Full Conversion | INR |  |  | 0 | [37 empty] | 0 | 0 | #VALUE!
5.52 | Removing, Cleaning, scrubbing of existing damaged Sun Control Film in Glazed Windows & doors & providing & refixing of new film as per glazing size & of approved make, shade and visible light transmission (VLT) at all heights etc. with complete & as directed by the Engineer in Charge. Note: Payment as per actual filmed surface area on site.: Total blackout sun control film with VLT 0% | item76 | 22 | sqm | 75 |  |  | Excess(+) | 1 | Full Conversion | INR |  |  | 0 | [37 empty] | 0 | 0 | #VALUE!
5.53 | Removing, Cleaning, scrubbing of existing damaged Sun Control Film in Glazed Windows & doors & providing & refixing of new film as per glazing size & of approved make, shade and visible light transmission (VLT) at all heights etc. with complete & as directed by the Engineer in Charge. Note: Payment as per actual filmed surface area on site.: Reflective sun control film | item77 | 22 | sqm | 76 |  |  | Excess(+) | 1 | Full Conversion | INR |  |  | 0 | [37 empty] | 0 | 0 | #VALUE!
5.54 | Removing, Cleaning, scrubbing of existing damaged Sun Control Film in Glazed Windows & doors & providing & refixing of new film as per glazing size & of approved make, shade and visible light transmission (VLT) at all heights etc. with complete & as directed by the Engineer in Charge. Note: Payment as per actual filmed surface area on site.: Opaque sun control film | item78 | 22 | sqm | 77 |  |  | Excess(+) | 1 | Full Conversion | INR |  |  | 0 | [37 empty] | 0 | 0 | #VALUE!
5.55 | Providing & fixing vertical blackout Blinds(75mm) as per existing window size including all necessary fittings in top rail, sliding chains, weights, Side overlap over window size, etc all as per approved manufacturer's specification & to the satisfaction of the Engineer in Charge. Note: Clear window size to be measured for payments. | item79 | 17 | sqm | 78 |  |  | Excess(+) | 1 | Full Conversion | INR |  |  | 0 | [37 empty] | 0 | 0 | #VALUE!
5.56 | Providing & fixing total blackout roller blinds (75mm) as per existing window size including all necessary fittings in top rail, sliding chains, weights, Side overlap over window size, etc all of approved make and as per manufacturer's specification & to the satisfaction of the Engineer in Charge. Note: Clear window size to be measured for payments. | item80 | 17 | sqm | 79 |  |  | Excess(+) | 1 | Full Conversion | INR |  |  | 0 | [37 empty] | 0 | 0 | #VALUE!
5.57 | Providing & Fixing Pin-up Board using cork soft board with fabric cost not less than Rs. 150/- /m on one side of ply with necessary TW/aluminium beading/framing around, SR adhesives, Nails, hanging clips etc all as per approved sample / colour / brand complete. All exposed faces of TW / beading / Lipping should be finished with spray melamine polishing to required shade. Termite treatment shall be done for all wooden & ply members : Customized pin -up board as per above description | item81 | 2 | sqm | 80 |  |  | Excess(+) | 1 | Full Conversion | INR |  |  | 0 | [37 empty] | 0 | 0 | #VALUE!
5.58 | Providing & Fixing Pin-up Board using cork soft board with fabric cost not less than Rs. 150/- /m on one side of ply with necessary TW/aluminium beading/framing around, SR adhesives, Nails, hanging clips etc all as per approved sample / colour / brand complete. All exposed faces of TW / beading / Lipping should be finished with spray melamine polishing to required shade. Termite treatment shall be done for all wooden & ply members : Readymade pin -up board of CORES or equivalent brand | item82 | 2 | sqm | 81 |  |  | Excess(+) | 1 | Full Conversion | INR |  |  | 0 | [37 empty] | 0 | 0 | #VALUE!
5.59 | Providing & fixing white writing board of 19mm marine grade plywood & finished with 1.5mm white marker board laminate & sides finished with TW lippings / beading/framing as directed. All exposed faces of TW beading / Lipping should be finished with spray melamine polish to required shade. Termite treatment shall be done for all wooden & ply members: Customized white board as per above description | item83 | 2 | sqm | 82 |  |  | Excess(+) | 1 | Full Conversion | INR |  |  | 0 | [37 empty] | 0 | 0 | #VALUE!
5.6 | Providing & fixing white writing board of 19mm marine grade plywood & finished with 1.5mm white marker board laminate & sides finished with TW lippings / beading/framing as directed. All exposed faces of TW beading / Lipping should be finished with spray melamine polish to required shade. Termite treatment shall be done for all wooden & ply members: Readymade magnetic white board of CORES or equivalent brand | item84 | 2 | sqm | 83 |  |  | Excess(+) | 1 | Full Conversion | INR |  |  | 0 | [37 empty] | 0 | 0 | #VALUE!
5.61 | Providing & filling the gaps in between aluminium frame & adjacent RCC/ Brick / CC Block / Stone works by providing (Gap fill) of Asian paint smart care universeal (clear) Single-component, ready to use, moisture curing, silicone based adhesive sealant at the joint between window frame and window sill upto 10mm depth & 5mm width & as per direction of the Engineer in Charge etc. complete. | item85 | 20 | rmt | 84 |  |  | Excess(+) | 1 | Full Conversion | INR |  |  | 0 | [37 empty] | 0 | 0 | #VALUE!
5.62 | Providing & filling the gaps in between aluminium frame & adjacent RCC/ Brick / CC Block / Stone works by providing sealant of approved brand Single-component, ready to use, moisture curing, polyurethane (PU) based adhesive sealant at the joint between RCC structure, masonry, stone work, etc. upto 10mm depth & 5mm width & as per direction of the Engineer in Charge etc. complete. | item86 | 20 | Rmt | 85 |  |  | Excess(+) | 1 | Full Conversion | INR |  |  | 0 | [37 empty] | 0 | 0 | #VALUE!
5.63 | Providing and fixing glazing in aluminium door, window, ventilator shutters and partitions etc with PVC/neoprene gasket etc complete as per the directions of Engineer In-Charge. With float glass panes of 5.5 mm thickness | item87 | 1 | sqm | 86 |  |  | Excess(+) | 1 | Full Conversion | INR |  |  | 0 | [37 empty] | 0 | 0 | #VALUE!
5.64 | Providing and fixing 8 -10 mm edge moulded float glass on working tables of any shape and size as per the directions of Engineer in Charge. | item88 | 10 | sqm | 87 |  |  | Excess(+) | 1 | Full Conversion | INR |  |  | 0 | [37 empty] | 0 | 0 | #VALUE!
5.65 | Providing and fixing double action hydraulic floor spring of approved brand and manufacture IS:6315 marked for doors including cost of cutting floors as required, embedding in floors and cover plates with brass pivot and single piece M.S sheet outer box with slide plate etc complete (with stainless steel cover plate) | item89 | 3 | Nos | 88 |  |  | Excess(+) | 1 | Full Conversion | INR |  |  | 0 | [37 empty] | 0 | 0 | #VALUE!
5.66 | Providing and fixing of Brass door stoppers as per the approved make and as per existing ones etc complete | item90 | 6 | each | 89 |  |  | Excess(+) | 1 | Full Conversion | INR |  |  | 0 | [37 empty] | 0 | 0 | #VALUE!
5.67 | Providing and fixing of Brass door handle as per the approved make and as per existing ones etc complete | item91 | 1 | each | 90 |  |  | Excess(+) | 1 | Full Conversion | INR |  |  | 0 | [37 empty] | 0 | 0 | #VALUE!
5.68 | Providing and fixing SS Telescope Ball Bearing Drawer/ keyboard channel of size 250 MM/ 10 Inch or available in suitable size of approved brand by replacing old one. | item92 | 2 | Pair | 91 |  |  | Excess(+) | 1 | Full Conversion | INR |  |  | 0 | [37 empty] | 0 | 0 | #VALUE!
5.69 | Providing and assembling of wooden partition, made of 50x50 mm Sal wood battens spaced at 600 mm c/c horizontally and vertically, fixed with 9 mm marine ply on both the sides and finished with 1 mm thick laminate on both sides of approved make and shade. The partition to be provided with 8 mm thick transparent float glass with etching strips throughout the length including doors as shown in the drawing. The door will be 50 mm thick made of second-class teak wood with transparent float glass and ply with laminate, details as per the drawing, including all hardware i.e. SS handles, locks, hinges, tower bolts, door closer, etc complete. Painting with oil type wood preservative of approved brand and manufacture. The door to be polished (min 3 coats) with melamine polish. as per approved make and as directed by the Engineer In charge and per given Drawing. | item93 | 1 | sqm | 92 |  |  | Excess(+) | 1 | Full Conversion | INR |  |  | 0 | [37 empty] | 0 | 0 | #VALUE!
5.7 | Providing and fixing plain marine plywood plain lining with necessary screws, priming coat on unexposed surface etc. complete for : 6-12mm | item94 | 6 | sqm | 93 |  |  | Excess(+) | 1 | Full Conversion | INR |  |  | 0 | [37 empty] | 0 | 0 | #VALUE!
5.71 | Providing and fixing plain marine plywood plain lining with necessary screws, priming coat on unexposed surface etc. complete for : 19mm | item95 | 16 | sqm | 94 |  |  | Excess(+) | 1 | Full Conversion | INR |  |  | 0 | [37 empty] | 0 | 0 | #VALUE!
5.72 | Providing and fixing of 1 mm thick decorative laminate of approved brand on surface of plywood by using specified adhesive etc. all complete | item96 | 30 | sqm | 95 |  |  | Excess(+) | 1 | Full Conversion | INR |  |  | 0 | [37 empty] | 0 | 0 | #VALUE!
5.73 | Providing and fixing factory made single extruded WPC (wood polymer composite) solid board of required size and thickness, with one side white colour and other side of board laminated with PVC sheet of approved design pasted with hot melt adhesive for cupboards, work stations and bathroom/ kitchen cabinets, etc. complete as per direction of Engineer in- charge: 6-12mm | item97 | 10 | sqm | 96 |  |  | Excess(+) | 1 | Full Conversion | INR |  |  | 0 | [37 empty] | 0 | 0 | #VALUE!
5.74 | Providing and fixing factory made single extruded WPC (wood polymer composite) solid board of required size and thickness, with one side white colour and other side of board laminated with PVC sheet of approved design pasted with hot melt adhesive for cupboards, work stations and bathroom/ kitchen cabinets, etc. complete as per direction of Engineer in- charge: 19mm | item98 | 10 | sqm | 97 |  |  | Excess(+) | 1 | Full Conversion | INR |  |  | 0 | [37 empty] | 0 | 0 | #VALUE!
5.75 | Providing and fixing factory made MDF (Medium density fibre) solid board of required size and thickness, with one side white colour and other side of board laminated with PVC sheet of approved make and design, etc. complete as per direction of Engineer in- charge: 6-12mm | item99 | 10 | sqm | 98 |  |  | Excess(+) | 1 | Full Conversion | INR |  |  | 0 | [37 empty] | 0 | 0 | #VALUE!
5.76 | Providing and fixing factory made MDF (Medium density fibre) solid board of required size and thickness, with one side white colour and other side of board laminated with PVC sheet of approved make and design, etc. complete as per direction of Engineer in- charge: 19mm | item100 | 10 | sqm | 99 |  |  | Excess(+) | 1 | Full Conversion | INR |  |  | 0 | [37 empty] | 0 | 0 | #VALUE!
5.77 | Providing and fixing polyurethane foam for cushioning of chairs, stools, benches, etc. of approved make of density 40/ 50/ 60 kg/m3 and of thickness 50 mm to 75 mm including providing Rexene cover for the foam cushion with zip arrangement, etc. complete as per direction of Engineer in- charge. | item101 | 5 | sqm | 100 |  |  | Excess(+) | 1 | Full Conversion | INR |  |  | 0 | [37 empty] | 0 | 0 | #VALUE!
5.78 | Providing and fixing PVC/ PU Rexene for indoor and outdoor furniture cushioning of approved thickness, make and shade along with removing of existing one, including provision for removing and refixing of the Rexene for maintenance purpose, with required tools, adhesives and labours, etc. complete as per direction of engineer in- charge. | item102 | 5 | sqm | 101 |  |  | Excess(+) | 1 | Full Conversion | INR |  |  | 0 | [37 empty] | 0 | 0 | #VALUE!
5.79 | Providing and fixing 12 mm thick prelaminated particle board with decorative lamination on both sides, flat pressed three layer or graded wood particle board conforming to IS: 12823 Grade l Type ll, in panelling fixed in aluminium doors, windows shutters and partition frames with C.P. brass / stainless steel screws etc. complete as per architectural drawings and directions of engineer-in-charge. | item103 | 5 | sqm | 102 |  |  | Excess(+) | 1 | Full Conversion | INR |  |  | 0 | [37 empty] | 0 | 0 | #VALUE!
5.8 | Providing and fixing 12 mm thick frameless toughened glass door shutter of approved brand and manufacture, including providing and fixing top & bottom pivot & double acting hydraulic floor spring type fixing arrangement and making necessary holes etc. for fixing required door fittings, all complete as per direction of Engineer-in-charge (Door handle, lock and stopper etc.to be paid separately). | item104 | 2 | sqm | 103 |  |  | Excess(+) | 1 | Full Conversion | INR |  |  | 0 | [37 empty] | 0 | 0 | #VALUE!
5.81 | Providing and fixing SS toughened glass door locks and other SS fittings, of required size and type and of approved make, along with removing of old fitting, including fixing with all necessary fittings etc. complete as per direction of engineer in- charge: Glass to Glass Lock Round type | item105 | 5 | Nos | 104 |  |  | Excess(+) | 1 | Full Conversion | INR |  |  | 0 | [37 empty] | 0 | 0 | #VALUE!
5.82 | Providing and fixing SS toughened glass door locks and other SS fittings, of required size and type and of approved make, along with removing of old fitting, including fixing with all necessary fittings etc. complete as per direction of engineer in- charge: Bottom lock for glass door | item106 | 5 | Nos | 105 |  |  | Excess(+) | 1 | Full Conversion | INR |  |  | 0 | [37 empty] | 0 | 0 | #VALUE!
5.83 | Providing and fixing SS toughened glass door locks and other SS fittings, of required size and type and of approved make, along with removing of old fitting, including fixing with all necessary fittings etc. complete as per direction of engineer in- charge: Corner patch fitting for glass door | item107 | 5 | Nos | 106 |  |  | Excess(+) | 1 | Full Conversion | INR |  |  | 0 | [37 empty] | 0 | 0 | #VALUE!
5.84 | Providing and fixing SS- 316 grade toughened glass door handles of C, D, H shape or required size and of approved make along with removing of existing fitting, including tools, tackles, labour and fixing the same with all necessary fittings, etc. complete as per direction of engineer in- charge: 300 mm | item108 | 2 | Nos | 107 |  |  | Excess(+) | 1 | Full Conversion | INR |  |  | 0 | [37 empty] | 0 | 0 | #VALUE!
5.85 | Providing and fixing SS- 316 grade toughened glass door handles of C, D, H shape or required size and of approved make along with removing of existing fitting, including tools, tackles, labour and fixing the same with all necessary fittings, etc. complete as per direction of engineer in- charge: 450 mm | item109 | 2 | Nos | 108 |  |  | Excess(+) | 1 | Full Conversion | INR |  |  | 0 | [37 empty] | 0 | 0 | #VALUE!
5.86 | Providing and fixing SS- 316 grade toughened glass door handles of C, D, H shape or required size and of approved make along with removing of existing fitting, including tools, tackles, labour and fixing the same with all necessary fittings, etc. complete as per direction of engineer in- charge: 600 mm | item110 | 2 | Nos | 109 |  |  | Excess(+) | 1 | Full Conversion | INR |  |  | 0 | [37 empty] | 0 | 0 | #VALUE!
5.87 | Providing and fixing SS- 316 grade toughened glass door handles of C, D, H shape or required size and of approved make along with removing of existing fitting, including tools, tackles, labour and fixing the same with all necessary fittings, etc. complete as per direction of engineer in- charge: 900 mm | item111 | 2 | Nos | 110 |  |  | Excess(+) | 1 | Full Conversion | INR |  |  | 0 | [37 empty] | 0 | 0 | #VALUE!
5.88 | Supply and installation of F U H Shape Silicone rubber strips for sealing glass doors of 6-12mm thickness. | item112 | 1 | Rmt | 111 |  |  | Excess(+) | 1 | Full Conversion | INR |  |  | 0 | [37 empty] | 0 | 0 | #VALUE!
6 | FLOORING AND FLOOR FINISHES: |  |  |  | 112 |  |  | Excess(+) | 1 | Full Conversion | INR
6.01 | Providing and fixing coloured ceramic tiles in different sizes for flooring, dado, skirting over 20mm thick cement mortar1:4 and jointed with confirming to IS 13755 of NITCO, SOMANY, KAJARIA necessary pigments with first quality tiles necessary pigments with first quality tiles: size 30x30 cm for flooring | item114 | 25 | sqm | 113 |  |  | Excess(+) | 1 | Full Conversion | INR |  |  | 0 | [37 empty] | 0 | 0 | #VALUE!
6.02 | Rubble packing with hard laterite stone under floors including watering ramming and consolidating etc in pipeline tranches and other foundations complete | item115 | 2 | cum | 114 |  |  | Excess(+) | 1 | Full Conversion | INR |  |  | 0 | [37 empty] | 0 | 0 | #VALUE!
6.03 | Providing and laying mirror factory polished granite of 12mm thick for flooring and dado over 20 mm thick base of cement mortar 1:4 (1 cement:4 sand) laid over and joined with cement slurry including moulding, rubbing, polishing etc, complete | item116 | 1 | sqm | 115 |  |  | Excess(+) | 1 | Full Conversion | INR |  |  | 0 | [37 empty] | 0 | 0 | #VALUE!
6.04 | Cleaning, Scrubbing & Repolishing of existing Flooring & Skirting in kotha/Marble to provide mirror polish image by machine polishing including cost of mobilising/demobilising the polishing machine to site etc. complete & as directed by the Engineer in Charge. Note: Plan area to be measured for Flooring, Skirting, Risers, Treads etc for payments. | item117 | 1 | sqm | 116 |  |  | Excess(+) | 1 | Full Conversion | INR |  |  | 0 | [37 empty] | 0 | 0 | #VALUE!
6.05 | Providing and laying homogeneous 2 mm thick vinyl sheet in flooring and skirting in approved pattern and of approved brand on a smooth and damp-proof base using VOC free water-based adhesive of approved make including rolling with light wooden roller weighing about 5 kg all complete and joints shall be thermo welded with matching HDPE welding rods (4mm) provided by the manufacturer. The floor finish shall terminate at the room perimeter passing over a flexible PVC/ rubber profile which shall provide a neat cove allowing floor covering to be dressed up the wall to form a skirting and support floor covering at the weak point, including labour, tools, equipments, etc. complete as per direction of Engineer in- charge. | item118 | 1 | sqm | 117 |  |  | Excess(+) | 1 | Full Conversion | INR |  |  | 0 | [37 empty] | 0 | 0 | #VALUE!
6.06 | Providing and laying homogeneous 2 mm thick acid-resistant vinyl sheet in flooring and skirting in approved pattern and of approved brand on a smooth and damp-proof base using VOC free water-based adhesive of approved make including rolling with light wooden roller weighing about 5 kg all complete and joints shall be thermo welded with matching HDPE welding rods (4mm) provided by the manufacturer. The floor finish shall terminate at the room perimeter passing over a flexible PVC/ rubber profile which shall provide a neat cove allowing floor covering to be dressed up the wall to form a skirting and support floor covering at the weak point, including labour, tools, equipments, etc. complete as per direction of Engineer in- charge. | item119 | 1 | sqm | 118 |  |  | Excess(+) | 1 | Full Conversion | INR |  |  | 0 | [37 empty] | 0 | 0 | #VALUE!
6.07 | Providing and fixing 18mm thk approved make / Jet Black shade mirror finished Granite slabs for Kitchen Counter Tops/ Stiffeners / Facade /Table counter top etc of 27" x 118" size in approved shape/ pattern / sink cutouts including cement mortar bedding 20mm thk (1:6), laying the slabs in cement paste or gloved with High strength tile adhesive including roughing of existing Kota top, in proper level and slope, filling the joints with cement / pigments etc complete as directed. Adhesive confirming to IS: 15477, using 5kg per sqm of the tile area, in average 3mm thickness. Cost of Granite should not be lesser than Rs. 250/- sq.ft. | item120 | 1 | sqm | 119 |  |  | Excess(+) | 1 | Full Conversion | INR |  |  | 0 | [37 empty] | 0 | 0 | #VALUE!
6.08 | Providing and laying vitrified floor tiles in different sizes (thickness to be specified by the manufacturer) with water absorption's less than 0.08% and conforming to IS:15622 of approved make in all colours and shades, laid on 20mm thick cement mortar (1:4(1 cement :4 coarse sand) including grouting the joints with white cement and matching pigments etc. complete | item121 | 1 | sqm | 120 |  |  | Excess(+) | 1 | Full Conversion | INR |  |  | 0 | [37 empty] | 0 | 0 | #VALUE!
6.09 | Fixing glazed/ceramic /vitrified floor tiles with cement based high polymer modified quick set tile adhesive (water based) conforming to IS:15477, using 5 kg adhesive per sqm of tile area, in average 3 mm thickness | item122 | 1 | sqm | 121 |  |  | Excess(+) | 1 | Full Conversion | INR |  |  | 0 | [37 empty] | 0 | 0 | #VALUE!
6.1 | Providing and application of cement base single component polymer modified tile grout of approved brand and shade for filling tile joints upto 5 mm wide at floors and walls including cleaning of joints before application with tools, equipments labours, etc. complete as per direction of Engineer in- charge. The grout should be water repellent and should be impermeable. The joints should be cleaned before application and should be free from oil and dust particles along with saturation of joints before application. | item123 | 1 | sqm | 122 |  |  | Excess(+) | 1 | Full Conversion | INR |  |  | 0 | [37 empty] | 0 | 0 | #VALUE!
6.11 | Providing and application of two component epoxy resin based tint able tile grout of approved brand and shade for filling tile joints at floors and walls including cleaning of joints before application, mixing of base and harder in appropriate mixing ratio, using tint able material for mixing in base to achieve required shade and the tinted base to be mixed with harder for application along with tools, equipments, labours, etc. complete as per direction of Engineer in- charge. The grout should be water repellent and should be impermeable. | item124 | 1 | sqm | 123 |  |  | Excess(+) | 1 | Full Conversion | INR |  |  | 0 | [37 empty] | 0 | 0 | #VALUE!
6.12 | Providing and fixing Chequered precast cement concrete tiles 22 mm thick in footpath & courtyard, jointed with neat cement slurry mortar 1:4 (1 cement: 4 coarse sand) and with suitable proportion of pigment to match the shade of tiles, including rubbing and cleaning etc. | item125 | 1 | sqm | 124 |  |  | Excess(+) | 1 | Full Conversion | INR |  |  | 0 | [37 empty] | 0 | 0 | #VALUE!
6.13 | Providing and fixing factory-made heavy duty chequered industrial/ parking tiles 20 mm thick at floor level for parking areas, of approved make in all colours and shades, laid on 20mm thick cement mortar (1:4(1 cement :4 coarse sand) including grouting the joints with epoxy grout and matching pigments etc. complete as per direction of engineer in- charge. | item126 | 1 | sqm | 125 |  |  | Excess(+) | 1 | Full Conversion | INR |  |  | 0 | [37 empty] | 0 | 0 | #VALUE!
6.14 | Providing and laying factory made chamfered edge Cement Concrete paver blocks of M-30 grade , 60mm to 80mm thick in footpath, parks, lawns, drive ways or light traffic parking etc, of required strength, thickness & size/ shape, made by table vibratory method using PU mould, laid in required colour & pattern over 50mm thick compacted bed of sand, compacting and proper embedding/laying of inter locking paver blocks into the sand bedding layer through vibratory compaction by using plate vibrator, filling the joints with sand and cutting of paver blocks as per required size and pattern, finishing and sweeping extra sand. complete all as per direction of Engineer-in-Charge. | item127 | 1 | sqm | 126 |  |  | Excess(+) | 1 | Full Conversion | INR |  |  | 0 | [37 empty] | 0 | 0 | #VALUE!
6.15 | Providing and laying of wooden laminate flooring with SPC (Stone Polymer Composite) boards of 8 mm thickness (AC-4) of approved make and shade with levelled smooth and finished flooring along with systematically cutting of grooves in floors for concealing cables travelling on floor surface, complete including all necessary fittings and fixtures, labours, tools, equipments, etc. all complete as per direction of engineer in- charge. | item128 | 1 | sqm | 127 |  |  | Excess(+) | 1 | Full Conversion | INR |  |  | 0 | [37 empty] | 0 | 0 | #VALUE!
6.16 | Providing and laying chemical epoxy flooring at floor level of approved brand as per manufacturers specifications as stated below: Prepare the substrate by suitable means e.g. by Scarifier/ shot blasting /milling / mechanical grinder followed by vacuum until the desired level of substrate is available. Apply primer coat with putty knife/roller by mixing properly base with hardener in the ratio of 65:35 by weight to achieve an even layer of 75 – 125 microns thickness. The mixed quantity should be utilised within 60 minutes after adding harder and should be allowed to dry for 24 hours. Apply screed coat/ underlayment coat by mixing base, hardener & aggregates in the ratio of 18.5: 9.5: 72 by weight and apply by using notch trowel, followed by spike roller to achieve an even surface of 2000 microns thickness. The mixed quantity should be utilised within 30 minutes after adding harder and should be allowed to dry for 24 hours. Apply sealer coat/ scratch coat by mixing base, hardener & Aggregates in the specified ratio with Putty knife to achieve an even surface of 100 microns thick. The mixed quantity should be utilised within 30 minutes after adding harder and should be allowed to dry for 8 hours. Apply topcoat by mixing base, hardener & Aggregates in the ratio of 24: 13: 63 by weight and apply using notch trowel, followed by spike roller to achieve an even smooth surface of 1000 microns thickness. The mixed quantity should be utilised within 30 minutes after adding harder and should be allowed to dry for 24 hours, followed by 7 days of water curing. | item129 | 1 | sqm | 128 |  |  | Excess(+) | 1 | Full Conversion | INR |  |  | 0 | [37 empty] | 0 | 0 | #VALUE!
7 | PLASTERING AND FINISHINGS: |  |  |  | 129 |  |  | Excess(+) | 1 | Full Conversion | INR
7.01 | 18mm cement plaster in 2 coats under layer 12 mm thk. cement plaster 1:3.5 (1 cement: 3.5 coarse sand) and top layer 6 mm thk. With cement plaster 1:2.5 (1 cement: 2.5 coarse sand) finished with sand faced sponge finish at all heights, External plaster including waterproofing compound in the proportion recommended by the manufacturers per bag of 50 kg of cement used in mix & as Approved by The Engineer- In -charge in both coats of plaster. Job involves cleaning the dismantled plaster surface with wire brush & water jetting & filling the joints with Sika Quick 1000 in addition with polymer Sika Latex Power in 1:3 ratio with water, to fill the joints between concrete blocks and RC columns/beams and concrete blocks. Sika Quick 1000 is a single component, rapid hardening, early strength gaining, cementitious, repair material for concrete. The treatment will include opening of joints by 1" X 1", cleaning it with water, application of bond coat, application of quick sika mortar by hand. Approved water proofing components Make: Dr. Fixit/Sika/FOSROC | item131 | 45 | sqm | 130 |  |  | Excess(+) | 1 | Full Conversion | INR |  |  | 0 | [37 empty] | 0 | 0 | #VALUE!
7.02 | 12mm cement plaster in one coat in internal walls/ceilings in CM 1:4 at all heights including waterproofing compound in the proportion recommended by the manufacturers per bag of 50 kg of cement used in mix & as Approved by The Engineer- In -charge | item132 | 60 | sqm | 131 |  |  | Excess(+) | 1 | Full Conversion | INR |  |  | 0 | [37 empty] | 0 | 0 | #VALUE!
8 | PAINTING AND FINISHING WORKS: |  |  |  | 132 |  |  | Excess(+) | 1 | Full Conversion | INR
8.01 | Providing & Distempering in OBD in 2 or more coats, Asian, Nerolac or approved brand of required shades on old work including one or more coats of necessary primer, scraping, applying lambi putty, levelling and filling crack etc. to give an even shade including scrapping & surface preparation, scaffolding etc complete at all heights. | item134 | 1 | sqm | 133 |  |  | Excess(+) | 1 | Full Conversion | INR |  |  | 0 | [37 empty] | 0 | 0 | #VALUE!
8.02 | Painting (Two or more coats) with washable emulsion (plastic) paint of Asian paints Apcolite advance heavy duty emulsion or approved equivalent brand on Internal walls including one or more coats of necessary primer, scraping, applying lambi putty, levelling and filling crack etc. all as directed including all materials, labour, scaffoldings, brushes, tools, equipments etc., complete | item135 | 1000 | sqm | 134 |  |  | Excess(+) | 1 | Full Conversion | INR |  |  | 0 | [37 empty] | 0 | 0 | #VALUE!
8.03 | Providing & applying two or more coats synthetic enamel paint of approved brand including one or more coats of necessary primer in all shades to give an even shade etc. complete in walls/ ceilings/ grills / wood works etc. to give an even shade including scrapping & surface preparation, scaffolding etc complete at all heights. | item136 | 50 | sqm | 135 |  |  | Excess(+) | 1 | Full Conversion | INR |  |  | 0 | [37 empty] | 0 | 0 | #VALUE!
8.04 | Providing & applying three or more coats synthetic PU enamel paint of approved brand including one or more coats of necessary primer in all shades to give an even shade etc. complete in walls/ ceilings/ grills / wood works etc. to give an even shade including scrapping & surface preparation, scaffolding etc complete at all heights. | item137 | 10 | sqm | 136 |  |  | Excess(+) | 1 | Full Conversion | INR |  |  | 0 | [37 empty] | 0 | 0 | #VALUE!
8.05 | Providing and painting (Three coats (01 base coat and 02 paint coat)) on old work with waterproof acrylic emulsion paint on external wall, applying coat of primer of approved make, colour and shade to give an even finish, all as directed including all materials, labour, scaffoldings, brushers, tools, equipments, etc. complete as directed by Engineer in- charge. The product should provide superlative waterproofing capabilities and should form an effective barrier against water penetration. It should have higher elongation and should include fibre reinforcement thereby offering crack bridging ability of up to 2.4 mm at 175 - 225 microns. Application methodology: On old painted surface it should provide forced coverage of: 01 coat of basecoat covering 3.5 sq. m/ltr without dilution and 02 coats of topcoat 5– 6 sq. m/ltr (40% dilution). | item138 | 700 | sqm | 137 |  |  | Excess(+) | 1 | Full Conversion | INR |  |  | 0 | [37 empty] | 0 | 0 | #VALUE!
8.06 | Providing and applying of Sika Quick 1000 in addition with polymer Sika Latex Power in 1:3 ratio with water, to repair the cracks. The mix will be hand applied. Sika Quick 1000 is a 1-component, rapid hardening, early strength gaining, cementitious, repair material for concrete. The treatment will include opening of joints by 1" X 1", cleaning it with water, application of bond coat, application of quick sika mortar by hand & as directed by the Engineer in Charge. Approved Make: Dr. Fixit/Sika/FOSROC | item139 | 50 | rmt | 138 |  |  | Excess(+) | 1 | Full Conversion | INR |  |  | 0 | [37 empty] | 0 | 0 | #VALUE!
8.07 | Providing & Finishing Exterior wall with superior quality, High performance elastomeric decorative exterior waterproofing coating of approved brand and manufacture and of required shade on new/old work (two or more coats @ 3.25 lit. / sqm) to give an even shade including scrapping of old existing paints wherever necessary & required primers (1:2)(water: primer) in as many coats as required as per manufactures specification etc complete. Sika Gard - 550 W Elastic one component, plasto-elastic coating based on UV - curing acrylic dispersion with excellent crack-bridging properties even at temperatures below 0 deg Cent. Application of primer. Sika Gard 551 elastic is a one component, solvent containing primer for all kinds of concrete as well as plaster surfaces. Consumption of primer. 0.20 to 0.25 Kg/m2. Setting time. 6 Hours. Application of 1st coat of Sika Gard 550 W elastic. Consumption 0.30 Kg/m2. Waiting time 6 Hrs. Application of 2nd coat of Sika Gard 550 W elastic. Waiting time 6 Hrs. Note: Rate of Paint Consumption/Coverage /Work methodology/Procedure/Paint Gauge/shelf life of coating etc all as per Manufactures Guidelines/Manuals & as directed by the Engineer in Charge. Dr. FXIT (Rain coat) / FOSROC / SIKA. All window frames / shutters / glass panes shall be protected by masking tape & cleaned / removed after final spray coating. No extra measurements shall be done for coating door / window / opening jams. | item140 | 100 | sqm | 139 |  |  | Excess(+) | 1 | Full Conversion | INR |  |  | 0 | [37 empty] | 0 | 0 | #VALUE!
8.08 | Applying priming coat with ready mixed primer of approved listed brand and manufacture on wood work complete in shutters & frames including scraping & removing existing paints at all heights etc complete. | item141 | 1 | sqm | 140 |  |  | Excess(+) | 1 | Full Conversion | INR |  |  | 0 | [37 empty] | 0 | 0 | #VALUE!
8.09 | Painting (two or more coats) with Epoxy paint on metal surfaces with epoxy primer application as per manufacturer standards of approved brand & manufacture to give an even shade (on shutters, grills, wall, Street light poles, etc.) including scrapping of existing metal surface with sand paper/ wire brush, labours, tools, equipment, etc. complete at all heights and as per direction of engineer in- charge. | item142 | 150 | sqm | 141 |  |  | Excess(+) | 1 | Full Conversion | INR |  |  | 0 | [37 empty] | 0 | 0 | #VALUE!
8.1 | Providing and painting with acrylic emulsion paint on roof Mangalore tiles, for two or more coats, of approved brand, shade and manufacture, including scrapping and washing of the tiles with water jet, applying additional coats wherever required, to achieve even shade and color, labor, tools, equipments, etc. complete as per direction of Engineer in- charge. | item143 | 100 | sqm | 142 |  |  | Excess(+) | 1 | Full Conversion | INR |  |  | 0 | [37 empty] | 0 | 0 | #VALUE!
8.11 | Providing and painting two or more coats with acrylic emulsion paint on footpaths at floor level, having VOC (Volatile Organic Compound) content less than 50 grams/ Liter, of approved brand, shade and manufacture, including scrapping and washing of the tiles with water jet, applying additional coats wherever required, to achieve even shade and colour, labour, tools, equipments, etc. complete as per direction of Engineer in- charge. | item144 | 100 | sqm | 143 |  |  | Excess(+) | 1 | Full Conversion | INR |  |  | 0 | [37 empty] | 0 | 0 | #VALUE!
9 | WATER SUPPLY, SEWERAGE, PLUMBING AND SANITATION WORKS: |  |  |  | 144 |  |  | Excess(+) | 1 | Full Conversion | INR
9.001 | Providing & Fixing Allied CP Brass Fittings including CP brass screws, flanges, etc complete. Job includes removing of old existing fittings & making good the job. Approved Makes: JAQUAR / ARK / MARC: Health Faucet with 8mm Dia; 01meter long flexible tube & wall Hook, with NRV. Cat. No. Jaquar ALD-CHR-577/ 573 | item146 | 2 | Nos | 145 |  |  | Excess(+) | 1 | Full Conversion | INR |  |  | 0 | [37 empty] | 0 | 0 | #VALUE!
9.002 | Providing & Fixing Allied CP Brass Fittings including CP brass screws, flanges, etc complete. Job includes removing of old existing fittings & making good the job. Approved Makes: JAQUAR / ARK / MARC: Bottle trap 32mm size with 250mm long wall connection pipes& wall flange, Jaquar make cat. No. Jaquar ALDCHR-769L300X190 C.P finish; | item147 | 2 | Nos | 146 |  |  | Excess(+) | 1 | Full Conversion | INR |  |  | 0 | [37 empty] | 0 | 0 | #VALUE!
9.003 | Providing & Fixing Allied CP Brass Fittings including CP brass screws, flanges, etc complete. Job includes removing of old existing fittings & making good the job. Approved Makes: JAQUAR / ARK / MARC: Waste coupling 32mm full tread/half tread, Jaquar make cat. No. Jaquar ALDCHR-709L130/ 709/ 705 C.P finish | item148 | 1 | Nos | 147 |  |  | Excess(+) | 1 | Full Conversion | INR |  |  | 0 | [37 empty] | 0 | 0 | #VALUE!
9.004 | Providing & Fixing Allied CP Brass Fittings including CP brass screws, flanges, etc complete. Job includes removing of old existing fittings & making good the job. Approved Makes: JAQUAR / ARK / MARC: Shower Arm casted heavy round with wall flange Cat. No. Jaquar SHA-CHR-487 | item149 | 1 | Nos | 148 |  |  | Excess(+) | 1 | Full Conversion | INR |  |  | 0 | [37 empty] | 0 | 0 | #VALUE!
9.005 | Providing & Fixing Allied CP Brass Fittings including CP brass screws, flanges, etc complete. Job includes removing of old existing fittings & making good the job. Approved Makes: JAQUAR / ARK / MARC: Rain Shower overhead with Rubit cleaning system 100mm dia. Cat. No. Jaquar OHS-CHR-1989 | item150 | 2 | Nos | 149 |  |  | Excess(+) | 1 | Full Conversion | INR |  |  | 0 | [37 empty] | 0 | 0 | #VALUE!
9.006 | Providing & Fixing Allied CP Brass Fittings including CP brass screws, flanges, etc complete. Job includes removing of old existing fittings & making good the job. Approved Makes: JAQUAR / ARK / MARC: Jaquar make concealed body metropole flush valve (Dual flow) with control cock operation plate,40/32mm size, Model Jaquar FLV-CHR-1085N/ 1095N/ 1093N with C.P finish; including cutting & making good walls where required. | item151 | 1 | Nos | 150 |  |  | Excess(+) | 1 | Full Conversion | INR |  |  | 0 | [37 empty] | 0 | 0 | #VALUE!
9.007 | Providing & fixing toilet accessories in continental series of Jaquar make in Brass C.P finish, including fixing wooden cleats with CP brass screws & cutting & making good walls where required & or removing of old existing fittings. JAQUAR/ARK/MARC: Single Towel Rail 600mm long Cat. No. Jaquar CPA-CHR-1111/ AQN-7711 | item152 | 1 | Nos | 151 |  |  | Excess(+) | 1 | Full Conversion | INR |  |  | 0 | [37 empty] | 0 | 0 | #VALUE!
9.008 | Providing & fixing toilet accessories in continental series of Jaquar make in Brass C.P finish, including fixing wooden cleats with CP brass screws & cutting & making good walls where required & or removing of old existing fittings. JAQUAR/ARK/MARC: Toilet Roll Holder Cat. No. Jaquar AKP-CHR-35753PS / CPA-CHR-1151/ ACN-CHR-1153S | item153 | 1 | Nos | 152 |  |  | Excess(+) | 1 | Full Conversion | INR |  |  | 0 | [37 empty] | 0 | 0 | #VALUE!
9.009 | Providing & fixing toilet accessories in continental series of Jaquar make in Brass C.P finish, including fixing wooden cleats with CP brass screws & cutting & making good walls where required & or removing of old existing fittings. JAQUAR/ARK/MARC: Towel Ring Round/Square Cat. No. Jaquar AKPCHR-35721P / CPA-CHR-1121RD | item154 | 1 | Nos | 153 |  |  | Excess(+) | 1 | Full Conversion | INR |  |  | 0 | [37 empty] | 0 | 0 | #VALUE!
9.01 | Providing & fixing toilet accessories in continental series of Jaquar make in Brass C.P finish, including fixing wooden cleats with CP brass screws & cutting & making good walls where required & or removing of old existing fittings. JAQUAR/ARK/MARC: Soap Dish Cat. No. Jaquar CPA-CHR-1131 | item155 | 1 | Nos | 154 |  |  | Excess(+) | 1 | Full Conversion | INR |  |  | 0 | [37 empty] | 0 | 0 | #VALUE!
9.011 | Providing & fixing toilet accessories in continental series of Jaquar make in Brass C.P finish, including fixing wooden cleats with CP brass screws & cutting & making good walls where required & or removing of old existing fittings. JAQUAR/ARK/MARC: Soap dispenser-cat no. Jaquar SDR-WHT-DJ0010FN | item156 | 1 | Nos | 155 |  |  | Excess(+) | 1 | Full Conversion | INR |  |  | 0 | [37 empty] | 0 | 0 | #VALUE!
9.012 | Providing & fixing toilet accessories in continental series of Jaquar make in Brass C.P finish, including fixing wooden cleats with CP brass screws & cutting & making good walls where required & or removing of old existing fittings. JAQUAR/ARK/MARC: Soap dispenser-cat no. Jaquar ACN-CHR-1137N | item157 | 1 | Nos | 156 |  |  | Excess(+) | 1 | Full Conversion | INR |  |  | 0 | [37 empty] | 0 | 0 | #VALUE!
9.013 | Providing & fixing toilet accessories in continental series of Jaquar make in Brass C.P finish, including fixing wooden cleats with CP brass screws & cutting & making good walls where required & or removing of old existing fittings. JAQUAR/ARK/MARC: Soap dispenser-cat no. Jaquar AKP-CHR-35735P | item158 | 1 | Nos | 157 |  |  | Excess(+) | 1 | Full Conversion | INR |  |  | 0 | [37 empty] | 0 | 0 | #VALUE!
9.014 | Providing & fixing Jaquar Florentine series, quarter turn ceramic disc fittings in C.P finish; including cutting & making good walls where required & or removing of old existing fittings. JAQUAR/ARK/MARC : 2-way Bib Cock including flange -cat no. Jaquar OPPCHR-15041PM | item159 | 1 | Nos | 158 |  |  | Excess(+) | 1 | Full Conversion | INR |  |  | 0 | [37 empty] | 0 | 0 | #VALUE!
9.015 | Providing & fixing Jaquar Florentine series, quarter turn ceramic disc fittings in C.P finish; including cutting & making good walls where required & or removing of old existing fittings. JAQUAR/ARK/MARC : 2-way Bib Cock including flange -cat no. Jaquar FLR-CHR-5041N | item160 | 1 | Nos | 159 |  |  | Excess(+) | 1 | Full Conversion | INR |  |  | 0 | [37 empty] | 0 | 0 | #VALUE!
9.016 | Providing & fixing Jaquar Florentine series, quarter turn ceramic disc fittings in C.P finish; including cutting & making good walls where required & or removing of old existing fittings. JAQUAR/ARK/MARC : 2-way Bib Cock including flange -cat no. Jaquar KUP-CHR-35041PM | item161 | 1 | Nos | 160 |  |  | Excess(+) | 1 | Full Conversion | INR |  |  | 0 | [37 empty] | 0 | 0 | #VALUE!
9.017 | Providing & fixing Jaquar Florentine series, quarter turn ceramic disc fittings in C.P finish; including cutting & making good walls where required & or removing of old existing fittings. JAQUAR/ARK/MARC : 2-way Bib Cock including flange -cat no. Jaquar LYR-CHR-38041 | item162 | 1 | Nos | 161 |  |  | Excess(+) | 1 | Full Conversion | INR |  |  | 0 | [37 empty] | 0 | 0 | #VALUE!
9.018 | Providing & fixing Jaquar Florentine series, quarter turn ceramic disc fittings in C.P finish; including cutting & making good walls where required & or removing of old existing fittings. JAQUAR/ARK/MARC: sink cock including flange (wall mounted) Cat No. Jaquar LYR-CHR-38347S | item163 | 1 | Nos | 162 |  |  | Excess(+) | 1 | Full Conversion | INR |  |  | 0 | [37 empty] | 0 | 0 | #VALUE!
9.019 | Providing & fixing Jaquar Florentine series, quarter turn ceramic disc fittings in C.P finish; including cutting & making good walls where required & or removing of old existing fittings. JAQUAR/ARK/MARC: sink cock including flange (wall mounted) Cat No. sink cock including flange (Angular Knob) Cat No. Jaquar FLR-CHR-5359N | item164 | 1 | Nos | 163 |  |  | Excess(+) | 1 | Full Conversion | INR |  |  | 0 | [37 empty] | 0 | 0 | #VALUE!
9.02 | Providing & fixing Jaquar Florentine series, quarter turn ceramic disc fittings in C.P finish; including cutting & making good walls where required & or removing of old existing fittings. JAQUAR/ARK/MARC: Concealed Stop Cock extra heavy body with adjustable wall flange Cat. No. Jaquar FLR-CHR-5083NK | item165 | 1 | Nos | 164 |  |  | Excess(+) | 1 | Full Conversion | INR |  |  | 0 | [37 empty] | 0 | 0 | #VALUE!
9.021 | Providing & fixing Jaquar Florentine series, quarter turn ceramic disc fittings in C.P finish; including cutting & making good walls where required & or removing of old existing fittings. JAQUAR/ARK/MARC: Bib Cock with wall flange - cat no. Jaquar ARI-CHR-39037 | item166 | 1 | Nos | 165 |  |  | Excess(+) | 1 | Full Conversion | INR |  |  | 0 | [37 empty] | 0 | 0 | #VALUE!
9.022 | Providing & fixing Jaquar Florentine series, quarter turn ceramic disc fittings in C.P finish; including cutting & making good walls where required & or removing of old existing fittings. JAQUAR/ARK/MARC: Bib Cock with wall flange - cat no. Jaquar SOL-CHR-6047 | item167 | 1 | Nos | 166 |  |  | Excess(+) | 1 | Full Conversion | INR |  |  | 0 | [37 empty] | 0 | 0 | #VALUE!
9.023 | Providing & fixing Jaquar Florentine series, quarter turn ceramic disc fittings in C.P finish; including cutting & making good walls where required & or removing of old existing fittings. JAQUAR/ARK/MARC: Bib Cock with wall flange - cat no. Jaquar OPP-CHR-15037PM | item168 | 1 | Nos | 167 |  |  | Excess(+) | 1 | Full Conversion | INR |  |  | 0 | [37 empty] | 0 | 0 | #VALUE!
9.024 | Providing & fixing Jaquar Florentine series, quarter turn ceramic disc fittings in C.P finish; including cutting & making good walls where required & or removing of old existing fittings. JAQUAR/ARK/MARC: Angular stop cock with flange C.P finish - cat no. Jaquar ALI-CHR-85053 | item169 | 1 | Nos | 168 |  |  | Excess(+) | 1 | Full Conversion | INR |  |  | 0 | [37 empty] | 0 | 0 | #VALUE!
9.025 | Providing & fixing Jaquar Florentine series, quarter turn ceramic disc fittings in C.P finish; including cutting & making good walls where required & or removing of old existing fittings. JAQUAR/ARK/MARC: Angular stop cock with flange C.P finish - cat no. Jaquar FLR-CHR-5053N | item170 | 1 | Nos | 169 |  |  | Excess(+) | 1 | Full Conversion | INR |  |  | 0 | [37 empty] | 0 | 0 | #VALUE!
9.026 | Providing & fixing Jaquar Florentine series, quarter turn ceramic disc fittings in C.P finish; including cutting & making good walls where required & or removing of old existing fittings. JAQUAR/ARK/MARC: Angular stop cock with flange C.P finish -cat no. Jaquar KUP-CHR-35053PM | item171 | 1 | Nos | 170 |  |  | Excess(+) | 1 | Full Conversion | INR |  |  | 0 | [37 empty] | 0 | 0 | #VALUE!
9.027 | Providing & fixing Jaquar Florentine series, quarter turn ceramic disc fittings in C.P finish; including cutting & making good walls where required & or removing of old existing fittings. JAQUAR/ARK/MARC: Angular stop cock with flange C.P finish - cat no. Jaquar LYR-CHR-38053 | item172 | 1 | Nos | 171 |  |  | Excess(+) | 1 | Full Conversion | INR |  |  | 0 | [37 empty] | 0 | 0 | #VALUE!
9.028 | Providing & fixing Jaquar Florentine series, quarter turn ceramic disc fittings in C.P finish; including cutting & making good walls where required & or removing of old existing fittings. JAQUAR/ARK/MARC: Quarter Turn wash basin pillar cock C.P finish - cat no. Jaquar OPP-CHR-15001PM | item173 | 1 | Nos | 172 |  |  | Excess(+) | 1 | Full Conversion | INR |  |  | 0 | [37 empty] | 0 | 0 | #VALUE!
9.029 | Providing & fixing Jaquar Florentine series, quarter turn ceramic disc fittings in C.P finish; including cutting & making good walls where required & or removing of old existing fittings. JAQUAR/ARK/MARC: Quarter Turn wash basin pillar cock C.P finish - cat no. Jaquar LYR-CHR-38022 | item174 | 1 | Nos | 173 |  |  | Excess(+) | 1 | Full Conversion | INR |  |  | 0 | [37 empty] | 0 | 0 | #VALUE!
9.03 | Providing & fixing Jaquar Florentine series, quarter turn ceramic disc fittings in C.P finish; including cutting & making good walls where required & or removing of old existing fittings. JAQUAR/ARK/MARC: Sensor based CP pillar cock with flange - cat no. Jaquar SNRCHR-51449PK | item175 | 1 | Nos | 174 |  |  | Excess(+) | 1 | Full Conversion | INR |  |  | 0 | [37 empty] | 0 | 0 | #VALUE!
9.031 | Providing & fixing Jaquar Florentine series, quarter turn ceramic disc fittings in C.P finish; including cutting & making good walls where required & or removing of old existing fittings. JAQUAR/ARK/MARC: Sensor based CP pillar cock with flange - cat no. Jaquar SNR-CHR-51027 | item176 | 1 | Nos | 175 |  |  | Excess(+) | 1 | Full Conversion | INR |  |  | 0 | [37 empty] | 0 | 0 | #VALUE!
9.032 | Providing & fixing Jaquar Florentine series, quarter turn ceramic disc fittings in C.P finish; including cutting & making good walls where required & or removing of old existing fittings. JAQUAR/ARK/MARC: Wall Mixer with provision for overhead shower with 115mm long bend pipe and wall flange, CP finish (cat no. Jaquar FLP-CHR-5273PM) | item177 | 1 | Nos | 176 |  |  | Excess(+) | 1 | Full Conversion | INR |  |  | 0 | [37 empty] | 0 | 0 | #VALUE!
9.033 | Providing & fixing Jaquar Florentine series, quarter turn ceramic disc fittings in C.P finish; including cutting & making good walls where required & or removing of old existing fittings. JAQUAR/ARK/MARC:Full turn basin mixer with pop up waste system with 450mm long braided hoses (cat No: Jaquar CON-CHR-167KNB) | item178 | 1 | Nos | 177 |  |  | Excess(+) | 1 | Full Conversion | INR |  |  | 0 | [37 empty] | 0 | 0 | #VALUE!
9.034 | Providing & fixing Jaquar Florentine series, quarter turn ceramic disc fittings in C.P finish; including cutting & making good walls where required & or removing of old existing fittings. JAQUAR/ARK/MARC: Single lever Sink Mixer with 210mm extension body swinging spout without popup waste with 600mm long braided hoses (Cat No: Jaquar FUS-CHR-29009B) | item179 | 1 | Nos | 178 |  |  | Excess(+) | 1 | Full Conversion | INR |  |  | 0 | [37 empty] | 0 | 0 | #VALUE!
9.035 | Providing & fixing Jaquar Florentine series, quarter turn ceramic disc fittings in C.P finish; including cutting & making good walls where required & or removing of old existing fittings. JAQUAR/ARK/MARC: Stainless steel double hook coat hanger for toilets, CP finish fixed with SS screws. Cat no. Jaquar AKPCHR-35761P | item180 | 1 | Nos | 179 |  |  | Excess(+) | 1 | Full Conversion | INR |  |  | 0 | [37 empty] | 0 | 0 | #VALUE!
9.036 | Providing & fixing Jaquar Florentine series, quarter turn ceramic disc fittings in C.P finish; including cutting & making good walls where required & or removing of old existing fittings. JAQUAR/ARK/MARC: Stainless steel grab bar for Indian toilets, CP finish fixed with SS screws. Cat no. Jaquar AKPCHR-35701PS | item181 | 1 | Nos | 180 |  |  | Excess(+) | 1 | Full Conversion | INR |  |  | 0 | [37 empty] | 0 | 0 | #VALUE!
9.037 | Providing & fixing Jaquar Florentine series, quarter turn ceramic disc fittings in C.P finish; including cutting & making good walls where required & or removing of old existing fittings. JAQUAR/ARK/MARC: Providing and fixing CP Control plate (Flush plate) for cisterns for WC of approved make and shape in position including all necessary fittings and accessories, etc. complete as per direction of Engineer in- charge - cat no. Jaquar JCPCHR-852415 | item182 | 1 | Nos | 181 |  |  | Excess(+) | 1 | Full Conversion | INR |  |  | 0 | [37 empty] | 0 | 0 | #VALUE!
9.038 | Providing & fixing Jaquar Florentine series, quarter turn ceramic disc fittings in C.P finish; including cutting & making good walls where required & or removing of old existing fittings. JAQUAR/ARK/MARC: Providing and fixing CP Control plate (Flush plate) for cisterns for WC of approved make and shape in position including all necessary fittings and accessories, etc. complete as per direction of Engineer in- charge - cat no. Jaquar JCP-CHR-292415 | item183 | 1 | Nos | 182 |  |  | Excess(+) | 1 | Full Conversion | INR |  |  | 0 | [37 empty] | 0 | 0 | #VALUE!
9.039 | Providing & fixing Jaquar Florentine series, quarter turn ceramic disc fittings in C.P finish; including cutting & making good walls where required & or removing of old existing fittings. JAQUAR/ARK/MARC: Providing and fixing CP Control plate (Flush plate) for cisterns for WC of approved make and shape in position including all necessary fittings and accessories, etc. complete as per direction of Engineer in- charge - cat no. Parryware WPE8221A1 | item184 | 1 | Nos | 183 |  |  | Excess(+) | 1 | Full Conversion | INR |  |  | 0 | [37 empty] | 0 | 0 | #VALUE!
9.04 | Providing & fixing Sanitary Fittings in Star White including all necessary fittings, removing existing fittings, cutting & making good the walls & floors, filling & finishing with waterproof Coba works as required etc complete. Approved Make: HINDWARE/CERA/ JAQUAR : Supplying & fixing EWC wall mount including accessories/hardware kit/Seat cover & all complete - cat no. Jaquar OPSWHT-15955P180 UFSM | item185 | 1 | Nos | 184 |  |  | Excess(+) | 1 | Full Conversion | INR |  |  | 0 | [37 empty] | 0 | 0 | #VALUE!
9.041 | Providing & fixing Sanitary Fittings in Star White including all necessary fittings, removing existing fittings, cutting & making good the walls & floors, filling & finishing with waterproof Coba works as required etc complete. Approved Make: HINDWARE/CERA/ JAQUAR : Supplying & fixing EWC wall mount including accessories/hardware kit/Seat cover & all complete - cat no. Jaquar CNS-WHT-959NSPP | item186 | 1 | Nos | 185 |  |  | Excess(+) | 1 | Full Conversion | INR |  |  | 0 | [37 empty] | 0 | 0 | #VALUE!
9.042 | Providing & fixing Sanitary Fittings in Star White including all necessary fittings, removing existing fittings, cutting & making good the walls & floors, filling & finishing with waterproof Coba works as required etc complete. Approved Make: HINDWARE/CERA/ JAQUAR : Supplying & fixing EWC wall mount including accessories/hardware kit/Seat cover & all complete - cat no. Jaquar CNS-WHT-963UFSM | item187 | 1 | Nos | 186 |  |  | Excess(+) | 1 | Full Conversion | INR |  |  | 0 | [37 empty] | 0 | 0 | #VALUE!
9.043 | Providing & fixing Sanitary Fittings in Star White including all necessary fittings, removing existing fittings, cutting & making good the walls & floors, filling & finishing with waterproof Coba works as required etc complete. Approved Make: HINDWARE/CERA/ JAQUAR : Supplying & fixing EWC wall mount including accessories/hardware kit/Seat cover & all complete - cat no. Parryware Varon Rimless WPC897B46 | item188 | 1 | Nos | 187 |  |  | Excess(+) | 1 | Full Conversion | INR |  |  | 0 | [37 empty] | 0 | 0 | #VALUE!
9.044 | Providing & fixing Sanitary Fittings in Star White including all necessary fittings, removing existing fittings, cutting & making good the walls & floors, filling & finishing with waterproof Coba works as required etc complete. Approved Make: HINDWARE/CERA/ JAQUAR : Supplying & fixing EWC wall mount with flush tank including accessories/hardware kit/Seat cover & all complete. (cat no. Jaquar CNS-WHT-353SPPZ) | item189 | 1 | Nos | 188 |  |  | Excess(+) | 1 | Full Conversion | INR |  |  | 0 | [37 empty] | 0 | 0 | #VALUE!
9.045 | Providing & fixing Sanitary Fittings in Star White including all necessary fittings, removing existing fittings, cutting & making good the walls & floors, filling & finishing with waterproof Coba works as required etc complete. Approved Make: HINDWARE/CERA/ JAQUAR : Supplying & fixing EWC floor mount with flush tank, including accessories/hardware kit/Seat cover/cistern & all complete. (Cat no. Jaquar SLS-WHT-6851S110PP) | item190 | 1 | Nos | 189 |  |  | Excess(+) | 1 | Full Conversion | INR |  |  | 0 | [37 empty] | 0 | 0 | #VALUE!
9.046 | Providing & fixing Sanitary Fittings in Star White including all necessary fittings, removing existing fittings, cutting & making good the walls & floors, filling & finishing with waterproof Coba works as required etc complete. Approved Make: HINDWARE/CERA/ JAQUAR : Supplying & fixing EWC floor mount, including accessories/hardware kit/Seat cover/cistern & all complete. (cat no. Jaquar CNS-WHT-551SSPP) | item191 | 1 | Nos | 190 |  |  | Excess(+) | 1 | Full Conversion | INR |  |  | 0 | [37 empty] | 0 | 0 | #VALUE!
9.047 | Providing & fixing Sanitary Fittings in Star White including all necessary fittings, removing existing fittings, cutting & making good the walls & floors, filling & finishing with waterproof Coba works as required etc complete. Approved Make: HINDWARE/CERA/ JAQUAR : Supplying & fixing IWC ceramic Orrisa Pan, including accessories/hardware kit & complete. (cat no. Jaquar ECSWHT-451LE) | item192 | 1 | Nos | 191 |  |  | Excess(+) | 1 | Full Conversion | INR |  |  | 0 | [37 empty] | 0 | 0 | #VALUE!
9.048 | Providing & fixing Sanitary Fittings in Star White including all necessary fittings, removing existing fittings, cutting & making good the walls & floors, filling & finishing with waterproof Coba works as required etc complete. Approved Make: HINDWARE/CERA/ JAQUAR : Supplying & fixing Vitreous wash basin wall suitable as per existing one and as per approved make, shape and size, STAR WHITE colour, with CI brackets painted white / SS Rag Bolts etc complete, as per direction of engineer in- charge - Wall mount (cat no. Jaquar CNS-WHT-801) | item193 | 1 | Nos | 192 |  |  | Excess(+) | 1 | Full Conversion | INR |  |  | 0 | [37 empty] | 0 | 0 | #VALUE!
9.049 | Providing & fixing Sanitary Fittings in Star White including all necessary fittings, removing existing fittings, cutting & making good the walls & floors, filling & finishing with waterproof Coba works as required etc complete. Approved Make: HINDWARE/CERA/ JAQUAR : Supplying & fixing Vitreous wash basin wall suitable as per existing one and as per approved make, shape and size, STAR WHITE colour, with CI brackets painted white / SS Rag Bolts etc complete, as per direction of engineer in- charge - Counter top (cat no. Jaquar SLS-WHT-6905/ JDS-WHT-25909) | item194 | 1 | Nos | 193 |  |  | Excess(+) | 1 | Full Conversion | INR |  |  | 0 | [37 empty] | 0 | 0 | #VALUE!
9.05 | Providing & fixing Sanitary Fittings in Star White including all necessary fittings, removing existing fittings, cutting & making good the walls & floors, filling & finishing with waterproof Coba works as required etc complete. Approved Make: HINDWARE/CERA/ JAQUAR : Supplying & fixing Vitreous wash basin wall suitable as per existing one and as per approved make, shape and size, STAR WHITE colour, with CI brackets painted white / SS Rag Bolts etc complete, as per direction of engineer in- charge - Under counter (cat no. Parryware Havana N WPC04401C) | item195 | 1 | Nos | 194 |  |  | Excess(+) | 1 | Full Conversion | INR |  |  | 0 | [37 empty] | 0 | 0 | #VALUE!
9.051 | Providing & fixing Sanitary Fittings in Star White including all necessary fittings, removing existing fittings, cutting & making good the walls & floors, filling & finishing with waterproof Coba works as required etc complete. Approved Make: HINDWARE/CERA/ JAQUAR : Providing and fixing White vitreous China laboratory sink 600x450x300 mm of approved make. Providing opening of required size & shape for sink in granite platform, including necessary holes for pillar taps etc. including moulding, rubbing and polishing of cut edges etc. complete. | item196 | 1 | Nos | 195 |  |  | Excess(+) | 1 | Full Conversion | INR |  |  | 0 | [37 empty] | 0 | 0 | #VALUE!
9.052 | Providing & fixing Sanitary Fittings in Star White including all necessary fittings, removing existing fittings, cutting & making good the walls & floors, filling & finishing with waterproof Coba works as required etc complete. Approved Make: HINDWARE/CERA/ JAQUAR : Providing & Fixing Sleek PVC Cistern with ISI mark, white of approved make, size 325mm x 476mm x 155mm including all accessories etc. complete - cat no. Jaquar JAH-WHT-184NL | item197 | 1 | Nos | 196 |  |  | Excess(+) | 1 | Full Conversion | INR |  |  | 0 | [37 empty] | 0 | 0 | #VALUE!
9.053 | Providing & fixing Sanitary Fittings in Star White including all necessary fittings, removing existing fittings, cutting & making good the walls & floors, filling & finishing with waterproof Coba works as required etc complete. Approved Make: HINDWARE/CERA/ JAQUAR : Providing & Fixing Sleek PVC Cistern with ISI mark, white of approved make, size 325mm x 476mm x 155mm including all accessories etc. complete -Hindware cat no. 511856 | item198 | 1 | Nos | 197 |  |  | Excess(+) | 1 | Full Conversion | INR |  |  | 0 | [37 empty] | 0 | 0 | #VALUE!
9.054 | Providing & fixing Sanitary Fittings in Star White including all necessary fittings, removing existing fittings, cutting & making good the walls & floors, filling & finishing with waterproof Coba works as required etc complete. Approved Make: HINDWARE/CERA/ JAQUAR : Providing and fixing single-piece slim concealed cistern with floor mounting frame of approved make in position, including S-type drain pipe connection set for wall mount WC, nuts, bolts, installation kit and other accessories, etc. complete as per direction of Engineer in- charge. | item199 | 1 | Nos | 198 |  |  | Excess(+) | 1 | Full Conversion | INR |  |  | 0 | [37 empty] | 0 | 0 | #VALUE!
9.055 | Providing & fixing Sanitary Fittings in Star White including all necessary fittings, removing existing fittings, cutting & making good the walls & floors, filling & finishing with waterproof Coba works as required etc complete. Approved Make: HINDWARE/CERA/ JAQUAR : Providing and fixing 1/2-inch dia heavy duty pvc connection pipe with nipple, o- ring, etc of approved make - 450 mm | item200 | 1 | Nos | 199 |  |  | Excess(+) | 1 | Full Conversion | INR |  |  | 0 | [37 empty] | 0 | 0 | #VALUE!
9.056 | Providing & fixing Sanitary Fittings in Star White including all necessary fittings, removing existing fittings, cutting & making good the walls & floors, filling & finishing with waterproof Coba works as required etc complete. Approved Make: HINDWARE/CERA/ JAQUAR : Providing and fixing 1/2-inch dia heavy duty pvc connection pipe with nipple, o- ring, etc of approved make - 600 mm | item201 | 1 | Nos | 200 |  |  | Excess(+) | 1 | Full Conversion | INR |  |  | 0 | [37 empty] | 0 | 0 | #VALUE!
9.057 | Providing & fixing Sanitary Fittings in Star White including all necessary fittings, removing existing fittings, cutting & making good the walls & floors, filling & finishing with waterproof Coba works as required etc complete. Approved Make: HINDWARE/CERA/ JAQUAR : Providing and fixing wall mount white vitreous China ceramic cistern/ flush tank for EWC of approved brand and pattern including fixing on wall with necessary clamps with SS screws and all necessary fittings, labour, tools, equipments, etc complete as per direction of engineer in- charge. | item202 | 1 | Nos | 201 |  |  | Excess(+) | 1 | Full Conversion | INR |  |  | 0 | [37 empty] | 0 | 0 | #VALUE!
9.058 | Providing & fixing Sanitary Fittings in Star White including all necessary fittings, removing existing fittings, cutting & making good the walls & floors, filling & finishing with waterproof Coba works as required etc complete. Approved Make: HINDWARE/CERA/ JAQUAR : Providing and fixing white vitreous China wall mount lipped front urinal basin/pot of approved make, size and model with brass unions and G.I clamps complete, including painting of fittings and brackets, cutting and making good the walls wherever required including necessary fittings, tools, labour, equipments, etc. complete as per direction of engineer in- charge - Jaquar URS-WHT-13255 | item203 | 1 | Nos | 202 |  |  | Excess(+) | 1 | Full Conversion | INR |  |  | 0 | [37 empty] | 0 | 0 | #VALUE!
9.059 | Providing & fixing Sanitary Fittings in Star White including all necessary fittings, removing existing fittings, cutting & making good the walls & floors, filling & finishing with waterproof Coba works as required etc complete. Approved Make: HINDWARE/CERA/ JAQUAR : Providing and fixing white vitreous China wall mount lipped front urinal basin/pot of approved make, size and model with brass unions and G.I clamps complete, including painting of fittings and brackets, cutting and making good the walls wherever required including necessary fittings, tools, labour, equipments, etc. complete as per direction of engineer in- charge -Parryware integrated N WPC05881C | item204 | 1 | Nos | 203 |  |  | Excess(+) | 1 | Full Conversion | INR |  |  | 0 | [37 empty] | 0 | 0 | #VALUE!
9.06 | Providing & fixing Sanitary Fittings in Star White including all necessary fittings, removing existing fittings, cutting & making good the walls & floors, filling & finishing with waterproof Coba works as required etc complete. Approved Make: HINDWARE/CERA/ JAQUAR : Providing and fixing in position Urinal partition of approved make and shape of size 450 x 900 mm, curved in shape with frosted glass of thickness 8 - 10 mm for urinals, including all necessary fittings and accessories, etc complete as per direction of Engineer in- charge. | item205 | 1 | Nos | 204 |  |  | Excess(+) | 1 | Full Conversion | INR |  |  | 0 | [37 empty] | 0 | 0 | #VALUE!
9.061 | Providing and fixing CPVC ( Chlorinated Poly Vinyl Chloride ) Plastic Pipe in SDR 11 as per ASTM D 2846 with pressure rating from 28.1 to 7.03Kg/cm2 at 23 to 82 deg. centigrade including all necessary fittings as required in Plastic CPVC or Brass CPVC in Tee , bend, clamps, Yellow Adhesive Solution etc; including cutting, deburring /bevelling, fitting preparation, solvent cement application, assembly, set & curing times and making good the walls, Pressure Testing etc. complete (Internal/ External work): 20mm nominal bore | item206 | 1 | rmt | 205 |  |  | Excess(+) | 1 | Full Conversion | INR |  |  | 0 | [37 empty] | 0 | 0 | #VALUE!
9.062 | Providing and fixing CPVC ( Chlorinated Poly Vinyl Chloride ) Plastic Pipe in SDR 11 as per ASTM D 2846 with pressure rating from 28.1 to 7.03Kg/cm2 at 23 to 82 deg. centigrade including all necessary fittings as required in Plastic CPVC or Brass CPVC in Tee , bend, clamps, Yellow Adhesive Solution etc; including cutting, deburring /bevelling, fitting preparation, solvent cement application, assembly, set & curing times and making good the walls, Pressure Testing etc. complete (Internal/ External work): 25mm nominal bore | item207 | 1 | rmt | 206 |  |  | Excess(+) | 1 | Full Conversion | INR |  |  | 0 | [37 empty] | 0 | 0 | #VALUE!
9.063 | Providing and fixing CPVC ( Chlorinated Poly Vinyl Chloride ) Plastic Pipe in SDR 11 as per ASTM D 2846 with pressure rating from 28.1 to 7.03Kg/cm2 at 23 to 82 deg. centigrade including all necessary fittings as required in Plastic CPVC or Brass CPVC in Tee , bend, clamps, Yellow Adhesive Solution etc; including cutting, deburring /bevelling, fitting preparation, solvent cement application, assembly, set & curing times and making good the walls, Pressure Testing etc. complete (Internal/ External work): 32mm nominal bore | item208 | 1 | rmt | 207 |  |  | Excess(+) | 1 | Full Conversion | INR |  |  | 0 | [37 empty] | 0 | 0 | #VALUE!
9.064 | Providing and fixing CPVC ( Chlorinated Poly Vinyl Chloride ) Plastic Pipe in SDR 11 as per ASTM D 2846 with pressure rating from 28.1 to 7.03Kg/cm2 at 23 to 82 deg. centigrade including all necessary fittings as required in Plastic CPVC or Brass CPVC in Tee , bend, clamps, Yellow Adhesive Solution etc; including cutting, deburring /bevelling, fitting preparation, solvent cement application, assembly, set & curing times and making good the walls, Pressure Testing etc. complete (Internal/ External work): 40 mm nominal bore | item209 | 1 | rmt | 208 |  |  | Excess(+) | 1 | Full Conversion | INR |  |  | 0 | [37 empty] | 0 | 0 | #VALUE!
9.065 | Providing and fixing CPVC ( Chlorinated Poly Vinyl Chloride ) Plastic Pipe in SDR 11 as per ASTM D 2846 with pressure rating from 28.1 to 7.03Kg/cm2 at 23 to 82 deg. centigrade including all necessary fittings as required in Plastic CPVC or Brass CPVC in Tee , bend, clamps, Yellow Adhesive Solution etc; including cutting, deburring /bevelling, fitting preparation, solvent cement application, assembly, set & curing times and making good the walls, Pressure Testing etc. complete (Internal/ External work): 50 mm nominal bore | item210 | 1 | rmt | 209 |  |  | Excess(+) | 1 | Full Conversion | INR |  |  | 0 | [37 empty] | 0 | 0 | #VALUE!
9.066 | Providing and fixing CPVC full way valves as per ASTM D 2846 : 20mm nominal bore | item211 | 1 | Nos | 210 |  |  | Excess(+) | 1 | Full Conversion | INR |  |  | 0 | [37 empty] | 0 | 0 | #VALUE!
9.067 | Providing and fixing CPVC full way valves as per ASTM D 2846 : 25mm nominal bore | item212 | 1 | Nos | 211 |  |  | Excess(+) | 1 | Full Conversion | INR |  |  | 0 | [37 empty] | 0 | 0 | #VALUE!
9.068 | Providing and fixing CPVC full way valves as per ASTM D 2846 : 32mm nominal bore | item213 | 1 | Nos | 212 |  |  | Excess(+) | 1 | Full Conversion | INR |  |  | 0 | [37 empty] | 0 | 0 | #VALUE!
9.069 | Providing and fixing CPVC full way valves as per ASTM D 2846 : 40 mm nominal bore | item214 | 1 | Nos | 213 |  |  | Excess(+) | 1 | Full Conversion | INR |  |  | 0 | [37 empty] | 0 | 0 | #VALUE!
9.07 | Providing and fixing CPVC full way valves as per ASTM D 2846 :50 mm nominal bore | item215 | 1 | Nos | 214 |  |  | Excess(+) | 1 | Full Conversion | INR |  |  | 0 | [37 empty] | 0 | 0 | #VALUE!
9.071 | Providing and fixing GM full way valve (heavy) duty with wheel of approved quality including removing existing old fitting & making good the job etc. complete. ZOLOTO - 20mm nominal bore | item216 | 1 | Nos | 215 |  |  | Excess(+) | 1 | Full Conversion | INR |  |  | 0 | [37 empty] | 0 | 0 | #VALUE!
9.072 | Providing and fixing GM full way valve (heavy) duty with wheel of approved quality including removing existing old fitting & making good the job etc. complete. ZOLOTO - 25 mm nominal bore | item217 | 1 | Nos | 216 |  |  | Excess(+) | 1 | Full Conversion | INR |  |  | 0 | [37 empty] | 0 | 0 | #VALUE!
9.073 | Providing and fixing GM full way valve (heavy) duty with wheel of approved quality including removing existing old fitting & making good the job etc. complete. ZOLOTO - 40 mm nominal bore | item218 | 1 | Nos | 217 |  |  | Excess(+) | 1 | Full Conversion | INR |  |  | 0 | [37 empty] | 0 | 0 | #VALUE!
9.074 | Providing and fixing GM full way valve (heavy) duty with wheel of approved quality including removing existing old fitting & making good the job etc. complete. ZOLOTO - 50 mm nominal bore | item219 | 1 | Nos | 218 |  |  | Excess(+) | 1 | Full Conversion | INR |  |  | 0 | [37 empty] | 0 | 0 | #VALUE!
9.075 | Providing and fixing GM full way valve (heavy) duty with wheel of approved quality including removing existing old fitting & making good the job etc. complete. ZOLOTO - 75 mm nominal bore | item220 | 1 | Nos | 219 |  |  | Excess(+) | 1 | Full Conversion | INR |  |  | 0 | [37 empty] | 0 | 0 | #VALUE!
9.076 | Providing and fixing OHT float valve (brass) with PVC flat faced high pressure float ball of approved quality including removing existing old fitting & making good the job etc. complete. ARK/VIKING/ZOLOTO - 15 mm nominal bore. | item221 | 1 | Nos | 220 |  |  | Excess(+) | 1 | Full Conversion | INR |  |  | 0 | [37 empty] | 0 | 0 | #VALUE!
9.077 | Providing and fixing OHT float valve (brass) with PVC flat faced high pressure float ball of approved quality including removing existing old fitting & making good the job etc. complete. ARK/VIKING/ZOLOTO - 20 mm nominal bore. | item222 | 1 | Nos | 221 |  |  | Excess(+) | 1 | Full Conversion | INR |  |  | 0 | [37 empty] | 0 | 0 | #VALUE!
9.078 | Providing and fixing OHT float valve (brass) with PVC flat faced high pressure float ball of approved quality including removing existing old fitting & making good the job etc. complete. ARK/VIKING/ZOLOTO - 25 mm nominal bore. | item223 | 2 | Nos | 222 |  |  | Excess(+) | 1 | Full Conversion | INR |  |  | 0 | [37 empty] | 0 | 0 | #VALUE!
9.079 | Providing and fixing Brass heavy duty fittings including removing existing fitting & making good the job of approved quality: 15 mm nominal bore garden taps/stop cock. | item224 | 1 | Nos | 223 |  |  | Excess(+) | 1 | Full Conversion | INR |  |  | 0 | [37 empty] | 0 | 0 | #VALUE!
9.08 | Providing and fixing Brass heavy duty fittings including removing existing fitting & making good the job of approved quality: 20 mm nominal bore garden taps/stop cock. | item225 | 1 | Nos | 224 |  |  | Excess(+) | 1 | Full Conversion | INR |  |  | 0 | [37 empty] | 0 | 0 | #VALUE!
9.081 | Providing and fixing Brass heavy duty fittings including removing existing fitting & making good the job of approved quality: 25 mm nominal bore garden taps/stop cock. | item226 | 1 | Nos | 225 |  |  | Excess(+) | 1 | Full Conversion | INR |  |  | 0 | [37 empty] | 0 | 0 | #VALUE!
9.082 | Providing & fixing Stainless Steel Nahanni trap Drainer (4" dia.) with Hinges in round/square /flat with frame as per approved sample, including & or cutting & removing existing fitting & making good the surface to satisfaction & as directed by the Engineer in Charge : Locally available brand | item227 | 1 | Nos | 226 |  |  | Excess(+) | 1 | Full Conversion | INR |  |  | 0 | [37 empty] | 0 | 0 | #VALUE!
9.083 | Providing & fixing Stainless Steel Nahanni trap Drainer (4" dia.) with Hinges in round/square /flat with frame as per approved sample, including & or cutting & removing existing fitting & making good the surface to satisfaction & as directed by the Engineer in Charge : cat no. Kohler K-7275IN-CP | item228 | 1 | Nos | 227 |  |  | Excess(+) | 1 | Full Conversion | INR |  |  | 0 | [37 empty] | 0 | 0 | #VALUE!
9.084 | Providing and fixing SELFIT SWR PVC / RINGFIT SWR PVC PIPES (soil, waste & rain water drainage pipes, as per IS 13592) of approved make including lubricant / rubber gaskets / spacer saddles, clips / roofing nails etc. complete (single/double socketed) & as directed & or removing existing line at all heights & scaffolding etc. complete : 75mm dia. | item229 | 1 | rmt | 228 |  |  | Excess(+) | 1 | Full Conversion | INR |  |  | 0 | [37 empty] | 0 | 0 | #VALUE!
9.085 | Providing and fixing SELFIT SWR PVC / RINGFIT SWR PVC PIPES (soil, waste & rain water drainage pipes, as per IS 13592) of approved make including lubricant / rubber gaskets / spacer saddles, clips / roofing nails etc. complete (single/double socketed) & as directed & or removing existing line at all heights & scaffolding etc. complete : 110 mm dia. | item230 | 1 | rmt | 229 |  |  | Excess(+) | 1 | Full Conversion | INR |  |  | 0 | [37 empty] | 0 | 0 | #VALUE!
9.086 | Providing and fixing SELFIT SWR PVC / RINGFIT SWR PVC PIPES (soil, waste & rain water drainage pipes, as per IS 13592) of approved make including lubricant / rubber gaskets / spacer saddles, clips / roofing nails etc. complete (single/double socketed) & as directed & or removing existing line at all heights & scaffolding etc. complete : 150 mm dia. | item231 | 1 | rmt | 230 |  |  | Excess(+) | 1 | Full Conversion | INR |  |  | 0 | [37 empty] | 0 | 0 | #VALUE!
9.087 | Providing and fixing SWR Moulded Fittings as per IS 14735 in piping of approved make including lubricating / rubber washers etc. complete - 110 / 150 mm dia. Plain Bend | item232 | 1 | Nos | 231 |  |  | Excess(+) | 1 | Full Conversion | INR |  |  | 0 | [37 empty] | 0 | 0 | #VALUE!
9.088 | Providing and fixing SWR Moulded Fittings as per IS 14735 in piping of approved make including lubricating / rubber washers etc. complete - 110 / 150 mm dia. Door Bend | item233 | 1 | Nos | 232 |  |  | Excess(+) | 1 | Full Conversion | INR |  |  | 0 | [37 empty] | 0 | 0 | #VALUE!
9.089 | Providing and fixing SWR Moulded Fittings as per IS 14735 in piping of approved make including lubricating / rubber washers etc. complete - 110 / 150 mm dia. Single Plain Tee | item234 | 1 | Nos | 233 |  |  | Excess(+) | 1 | Full Conversion | INR |  |  | 0 | [37 empty] | 0 | 0 | #VALUE!
9.09 | Providing and fixing SWR Moulded Fittings as per IS 14735 in piping of approved make including lubricating / rubber washers etc. complete - 110 / 150 mm dia. Single Door Tee | item235 | 1 | Nos | 234 |  |  | Excess(+) | 1 | Full Conversion | INR |  |  | 0 | [37 empty] | 0 | 0 | #VALUE!
9.091 | Providing and fixing SWR Moulded Fittings as per IS 14735 in piping of approved make including lubricating / rubber washers etc. complete - 110 / 150 mm dia. Double Door Tee | item236 | 1 | Nos | 235 |  |  | Excess(+) | 1 | Full Conversion | INR |  |  | 0 | [37 empty] | 0 | 0 | #VALUE!
9.092 | Providing and fixing SWR Moulded Fittings as per IS 14735 in piping of approved make including lubricating / rubber washers etc. complete - 110 / 150 mm dia. Single Door " Y " | item237 | 1 | Nos | 236 |  |  | Excess(+) | 1 | Full Conversion | INR |  |  | 0 | [37 empty] | 0 | 0 | #VALUE!
9.093 | Providing and fixing SWR Moulded Fittings as per IS 14735 in piping of approved make including lubricating / rubber washers etc. complete - 110 / 150 mm dia. Plain Double " Y " | item238 | 1 | Nos | 237 |  |  | Excess(+) | 1 | Full Conversion | INR |  |  | 0 | [37 empty] | 0 | 0 | #VALUE!
9.094 | Providing and fixing SWR Moulded Fittings as per IS 14735 in piping of approved make including lubricating / rubber washers etc. complete -110 / 150 mm dia. Double Door " Y " | item239 | 1 | Nos | 238 |  |  | Excess(+) | 1 | Full Conversion | INR |  |  | 0 | [37 empty] | 0 | 0 | #VALUE!
9.095 | Providing and fixing SWR Moulded Fittings as per IS 14735 in piping of approved make including lubricating / rubber washers etc. complete - 110 / 150 mm dia. 45 deg. Shoe Bend | item240 | 1 | Nos | 239 |  |  | Excess(+) | 1 | Full Conversion | INR |  |  | 0 | [37 empty] | 0 | 0 | #VALUE!
9.096 | Providing and fixing SWR Moulded Fittings as per IS 14735 in piping of approved make including lubricating / rubber washers etc. complete - 110 / 150 mm dia. Coupler | item241 | 1 | Nos | 240 |  |  | Excess(+) | 1 | Full Conversion | INR |  |  | 0 | [37 empty] | 0 | 0 | #VALUE!
9.097 | Providing and fixing SWR Moulded Fittings as per IS 14735 in piping of approved make including lubricating / rubber washers etc. complete - 110 / 150 mm Reducing Tee (Plain / Door) | item242 | 1 | Nos | 241 |  |  | Excess(+) | 1 | Full Conversion | INR |  |  | 0 | [37 empty] | 0 | 0 | #VALUE!
9.098 | Providing and fixing SWR Moulded Fittings as per IS 14735 in piping of approved make including lubricating / rubber washers etc. complete -110 / 150 mm Nahanni Trap (Short / Long) | item243 | 1 | Nos | 242 |  |  | Excess(+) | 1 | Full Conversion | INR |  |  | 0 | [37 empty] | 0 | 0 | #VALUE!
9.099 | Providing and fixing SWR Moulded Fittings as per IS 14735 in piping of approved make including lubricating / rubber washers etc. complete - 110 / 150 mm multi floor trap | item244 | 1 | Nos | 243 |  |  | Excess(+) | 1 | Full Conversion | INR |  |  | 0 | [37 empty] | 0 | 0 | #VALUE!
9.1 | Providing and fixing GI pipeline "B Class" including all GI fittings, clamps, cutting and threading the pipe including excavation; refilling or cutting of wall and making good the same complete wherever required. (Internal/Exposed works) Includes all scaffolding at all heights. TATA / ZENETH : 15mm nominal bore | item245 | 1 | rmt | 244 |  |  | Excess(+) | 1 | Full Conversion | INR |  |  | 0 | [37 empty] | 0 | 0 | #VALUE!
9.101 | Providing and fixing GI pipeline "B Class" including all GI fittings, clamps, cutting and threading the pipe including excavation; refilling or cutting of wall and making good the same complete wherever required. (Internal/Exposed works) Includes all scaffolding at all heights. TATA / ZENETH : 20mm nominal bore | item246 | 1 | rmt | 245 |  |  | Excess(+) | 1 | Full Conversion | INR |  |  | 0 | [37 empty] | 0 | 0 | #VALUE!
9.102 | Providing and fixing GI pipeline "B Class" including all GI fittings, clamps, cutting and threading the pipe including excavation; refilling or cutting of wall and making good the same complete wherever required. (Internal/Exposed works) Includes all scaffolding at all heights. TATA / ZENETH : 25 mm nominal bore | item247 | 1 | rmt | 246 |  |  | Excess(+) | 1 | Full Conversion | INR |  |  | 0 | [37 empty] | 0 | 0 | #VALUE!
9.103 | Providing and fixing GI pipeline "B Class" including all GI fittings, clamps, cutting and threading the pipe including excavation; refilling or cutting of wall and making good the same complete wherever required. (Internal/Exposed works) Includes all scaffolding at all heights. TATA / ZENETH : 50mm nominal bore | item248 | 1 | rmt | 247 |  |  | Excess(+) | 1 | Full Conversion | INR |  |  | 0 | [37 empty] | 0 | 0 | #VALUE!
9.104 | Providing and fixing GI pipeline "B Class" including all GI fittings, clamps, cutting and threading the pipe including excavation; refilling or cutting of wall and making good the same complete wherever required. (Internal/Exposed works) Includes all scaffolding at all heights. TATA / ZENETH : 90 mm nominal bore | item249 | 1 | rmt | 248 |  |  | Excess(+) | 1 | Full Conversion | INR |  |  | 0 | [37 empty] | 0 | 0 | #VALUE!
9.105 | Providing and fixing UPVC / APVC, White/ Grey piping of approved quality including all fittings, trenching and refilling, or clamping on the wall, pressure 10kg/sqcm2, etc complete. PRINCE / ASTRAL / ASHIRVAD / AJAY / FINOLEX : 15mm nominal bore | item250 | 1 | rmt | 249 |  |  | Excess(+) | 1 | Full Conversion | INR |  |  | 0 | [37 empty] | 0 | 0 | #VALUE!
9.106 | Providing and fixing UPVC / APVC, White/ Grey piping of approved quality including all fittings, trenching and refilling, or clamping on the wall, pressure 10kg/sqcm2, etc complete. PRINCE / ASTRAL / ASHIRVAD / AJAY / FINOLEX : 20 mm nominal bore. | item251 | 1 | rmt | 250 |  |  | Excess(+) | 1 | Full Conversion | INR |  |  | 0 | [37 empty] | 0 | 0 | #VALUE!
9.107 | Providing and fixing UPVC / APVC, White/ Grey piping of approved quality including all fittings, trenching and refilling, or clamping on the wall, pressure 10kg/sqcm2, etc complete. PRINCE / ASTRAL / ASHIRVAD / AJAY / FINOLEX : 25 mm nominal bore. | item252 | 1 | rmt | 251 |  |  | Excess(+) | 1 | Full Conversion | INR |  |  | 0 | [37 empty] | 0 | 0 | #VALUE!
9.108 | Providing and fixing UPVC / APVC, White/ Grey piping of approved quality including all fittings, trenching and refilling, or clamping on the wall, pressure 10kg/sqcm2, etc complete. PRINCE / ASTRAL / ASHIRVAD / AJAY / FINOLEX : 50 mm nominal bore. | item253 | 1 | rmt | 252 |  |  | Excess(+) | 1 | Full Conversion | INR |  |  | 0 | [37 empty] | 0 | 0 | #VALUE!
9.109 | Providing laying and joining glazed stone ware pipes grade A with stiff mixture of cement mortar in proportion of 1:1 (1 cement:1fine sand) including testing of joints etc: 150 mm dia | item254 | 1 | rmt | 253 |  |  | Excess(+) | 1 | Full Conversion | INR |  |  | 0 | [37 empty] | 0 | 0 | #VALUE!
9.11 | Providing laying and joining glazed stone ware pipes grade A with stiff mixture of cement mortar in proportion of 1:1 (1 cement:1fine sand) including testing of joints etc: 230 mm dia | item255 | 1 | rmt | 254 |  |  | Excess(+) | 1 | Full Conversion | INR |  |  | 0 | [37 empty] | 0 | 0 | #VALUE!
9.111 | Providing & Fixing Plastic Seat cover in approved brand & colour for EWC including necessary screws, locking arrangements as per existing Model & Make, removing existing fitting etc complete to satisfaction of Engineer in Charge: Duravit soft close PP seat cover | item256 | 1 | Nos | 255 |  |  | Excess(+) | 1 | Full Conversion | INR |  |  | 0 | [37 empty] | 0 | 0 | #VALUE!
9.112 | Providing & Fixing Plastic Seat cover in approved brand & colour for EWC including necessary screws, locking arrangements as per existing Model & Make, removing existing fitting etc complete to satisfaction of Engineer in Charge: Soft close seat cover of remaining brands | item257 | 1 | Nos | 256 |  |  | Excess(+) | 1 | Full Conversion | INR |  |  | 0 | [37 empty] | 0 | 0 | #VALUE!
9.113 | Cleaning and removing blockage including all tools & tackles at all heights & scaffolding, pump pressure jetting etc complete: Wash Basins, Sinks/Bathroom, Kitchen WC traps/ Bottle Traps / Urinal spreaders etc. | item258 | 5 | Nos | 257 |  |  | Excess(+) | 1 | Full Conversion | INR |  |  | 0 | [37 empty] | 0 | 0 | #VALUE!
9.114 | Cleaning and removing blockage including all tools & tackles at all heights & scaffolding, pump pressure jetting etc complete: Sewerage Manhole / Chambers & its pipe line. | item259 | 10 | Nos | 258 |  |  | Excess(+) | 1 | Full Conversion | INR |  |  | 0 | [37 empty] | 0 | 0 | #VALUE!
9.115 | Cleaning and removing blockage including all tools & tackles at all heights & scaffolding, pump pressure jetting etc complete: R/W drain line / Storm Water Gutter including lifting of slabs & refixing etc. | item260 | 1000 | rmt | 259 |  |  | Excess(+) | 1 | Full Conversion | INR |  |  | 0 | [37 empty] | 0 | 0 | #VALUE!
9.116 | Providing & Fixing Jaquar Urinal Sensor Batteries in 6 / 9 Volts. SANYO / DURACELL: Ultra life 9V Lithium Battery U9VLJPFP | item261 | 5 | Nos | 260 |  |  | Excess(+) | 1 | Full Conversion | INR |  |  | 0 | [37 empty] | 0 | 0 | #VALUE!
9.117 | Providing & Fixing Jaquar Urinal Sensor Batteries in 6 / 9 Volts. SANYO / DURACELL: Ultra life 6V Lithium Battery U9VLJPFP | item262 | 5 | Nos | 261 |  |  | Excess(+) | 1 | Full Conversion | INR |  |  | 0 | [37 empty] | 0 | 0 | #VALUE!
9.118 | Providing and fixing unplasticized -PVC pipe clips/clamps of approved design to unplasticized - PVC rain water pipes by means of 50x50x50 mm hard wood plugs, screwed with SS. screws of required length, including cutting brick work and fixing in cement mortar 1:4 (1 cement: 4 coarse sand) and making good the wall etc. complete as per direction of engineer in- charge: 75 mm | item263 | 1 | Nos | 262 |  |  | Excess(+) | 1 | Full Conversion | INR |  |  | 0 | [37 empty] | 0 | 0 | #VALUE!
9.119 | Providing and fixing unplasticized -PVC pipe clips/clamps of approved design to unplasticized - PVC rain water pipes by means of 50x50x50 mm hard wood plugs, screwed with SS. screws of required length, including cutting brick work and fixing in cement mortar 1:4 (1 cement: 4 coarse sand) and making good the wall etc. complete as per direction of engineer in- charge: 110 mm | item264 | 1 | Nos | 263 |  |  | Excess(+) | 1 | Full Conversion | INR |  |  | 0 | [37 empty] | 0 | 0 | #VALUE!
9.12 | Providing and fixing SS clips/clamps for UPVC rain water pipes of approved design screwed with SS screws of required length, including cutting brick work and fixing in cement mortar 1:4 (1 cement:4 coarse sand) and making good the wall etc. Complete as per direction of engineer in- charge: 75 mm | item265 | 1 | Nos | 264 |  |  | Excess(+) | 1 | Full Conversion | INR |  |  | 0 | [37 empty] | 0 | 0 | #VALUE!
9.121 | Providing and fixing SS clips/clamps for UPVC rain water pipes of approved design screwed with SS screws of required length, including cutting brick work and fixing in cement mortar 1:4 (1 cement:4 coarse sand) and making good the wall etc. Complete as per direction of engineer in- charge: 110 mm | item266 | 1 | Nos | 265 |  |  | Excess(+) | 1 | Full Conversion | INR |  |  | 0 | [37 empty] | 0 | 0 | #VALUE!
9.122 | Providing and fixing PVC rain water gutter (square type) at all heights af approved make and size along with supporting PVC clamps and fixing with SS screws including labour, tools, equipments, etc complete as per direction of engineer in- charge. | item267 | 10 | Rmt | 266 |  |  | Excess(+) | 1 | Full Conversion | INR |  |  | 0 | [37 empty] | 0 | 0 | #VALUE!
9.123 | Providing and fixing PVC syphon set for flush tanks of approved make and size including fixing with all necessary fittings, labours, tools, equipments, etc. complete all as per direction of engineer in- charge. | item268 | 2 | Nos | 267 |  |  | Excess(+) | 1 | Full Conversion | INR |  |  | 0 | [37 empty] | 0 | 0 | #VALUE!
9.124 | Providing and fixing laboratory specific stainless steel swan neck 3- way sink cock of approved make and size, along with removing of existing old fitting including fixing with necessary fittings, labours, tools, equipments, etc. complete as per direction of Engineer in- charge. | item269 | 1 | Nos | 268 |  |  | Excess(+) | 1 | Full Conversion | INR |  |  | 0 | [37 empty] | 0 | 0 | #VALUE!
9.125 | Providing and fixing sensor-based auto flushing system set for urinals (Battery operated) of approved make, including all necessary fittings and accessories, etc complete as per direction of Engineer in- charge: Jaquar SNR-CHR-51097 | item270 | 1 | Nos | 269 |  |  | Excess(+) | 1 | Full Conversion | INR |  |  | 0 | [37 empty] | 0 | 0 | #VALUE!
9.126 | Providing and fixing sensor-based auto flushing system set for urinals (Battery operated) of approved make, including all necessary fittings and accessories, etc complete as per direction of Engineer in- charge: Parryware integrated N (urinal sensor) | item271 | 1 | Nos | 270 |  |  | Excess(+) | 1 | Full Conversion | INR |  |  | 0 | [37 empty] | 0 | 0 | #VALUE!
9.127 | Providing and installation of spare parts of sanitary fittings of approved make including all necessary fittings, labour, tools, equipments, etc. complete as per direction of engineer in- charge. Sensor eye piece (DC) for urinal sensor - Parryware EFS N - PCB (DC), cat no. C614699 | item272 | 1 | Nos | 271 |  |  | Excess(+) | 1 | Full Conversion | INR |  |  | 0 | [37 empty] | 0 | 0 | #VALUE!
9.128 | Providing and installation of spare parts of sanitary fittings of approved make including all necessary fittings, labour, tools, equipments, etc. complete as per direction of engineer in- charge. Sensor eye piece (DC) for urinal sensor - Jaquar ZSN-CHR-031 C614700 | item273 | 1 | Nos | 272 |  |  | Excess(+) | 1 | Full Conversion | INR |  |  | 0 | [37 empty] | 0 | 0 | #VALUE!
9.129 | Providing and installation of spare parts of sanitary fittings of approved make including all necessary fittings, labour, tools, equipments, etc. complete as per direction of engineer in- charge. Sensor eye piece (DC) for urinal sensor - Jaquar ZSN-CHR-082 | item274 | 1 | Nos | 273 |  |  | Excess(+) | 1 | Full Conversion | INR |  |  | 0 | [37 empty] | 0 | 0 | #VALUE!
9.13 | Providing and installation of spare parts of sanitary fittings of approved make including all necessary fittings, labour, tools, equipments, etc. complete as per direction of engineer in- charge. Solenoid Valve for urinal sensor - Jaquar ZSN-CHR-032 | item275 | 1 | Nos | 274 |  |  | Excess(+) | 1 | Full Conversion | INR |  |  | 0 | [37 empty] | 0 | 0 | #VALUE!
9.131 | Providing and installation of spare parts of sanitary fittings of approved make including all necessary fittings, labour, tools, equipments, etc. complete as per direction of engineer in- charge. - Parryware smart EFS, cat no. C777599 | item276 | 1 | Nos | 275 |  |  | Excess(+) | 1 | Full Conversion | INR |  |  | 0 | [37 empty] | 0 | 0 | #VALUE!
9.132 | Providing and installation of spare parts of sanitary fittings of approved make including all necessary fittings, labour, tools, equipments, etc. complete as per direction of engineer in- charge. Battery box/container urinal sensor - Jaquar ZSN-CHR-052 | item277 | 1 | Nos | 276 |  |  | Excess(+) | 1 | Full Conversion | INR |  |  | 0 | [37 empty] | 0 | 0 | #VALUE!
9.133 | Providing and installation of spare parts of sanitary fittings of approved make including all necessary fittings, labour, tools, equipments, etc. complete as per direction of engineer in- charge. Battery box/container urinal sensor - Parryware Smart EFS battery box, cat no. C778499 | item278 | 1 | Nos | 277 |  |  | Excess(+) | 1 | Full Conversion | INR |  |  | 0 | [37 empty] | 0 | 0 | #VALUE!
9.134 | Providing and installation of spare parts of sanitary fittings of approved make including all necessary fittings, labour, tools, equipments, etc. complete as per direction of engineer in- charge. Health faucet spare parts, cat no. ALD-CHR-577 - Wall Hook For Health Faucet with Screw | item279 | 1 | Nos | 278 |  |  | Excess(+) | 1 | Full Conversion | INR |  |  | 0 | [37 empty] | 0 | 0 | #VALUE!
9.135 | Providing and installation of spare parts of sanitary fittings of approved make including all necessary fittings, labour, tools, equipments, etc. complete as per direction of engineer in- charge. Health faucet spare parts, cat no. ALD-CHR-577 - Lever-Health Faucet-Ald-573/563(B) With | item280 | 1 | Nos | 279 |  |  | Excess(+) | 1 | Full Conversion | INR |  |  | 0 | [37 empty] | 0 | 0 | #VALUE!
9.136 | Providing and installation of spare parts of sanitary fittings of approved make including all necessary fittings, labour, tools, equipments, etc. complete as per direction of engineer in- charge. Health faucet spare parts, cat no. ALD-CHR-577 - Health Faucet(B)-W/O Tube & Hook- Ald-57 | item281 | 1 | Nos | 280 |  |  | Excess(+) | 1 | Full Conversion | INR |  |  | 0 | [37 empty] | 0 | 0 | #VALUE!
9.137 | Providing and installation of spare parts of sanitary fittings of approved make including all necessary fittings, labour, tools, equipments, etc. complete as per direction of engineer in- charge. Health faucet spare parts, cat no. ALD-CHR-577 - Chain(B)-Flexible-1.0 Mtr-Telephone Shr/ | item282 | 1 | Nos | 281 |  |  | Excess(+) | 1 | Full Conversion | INR |  |  | 0 | [37 empty] | 0 | 0 | #VALUE!
9.138 | Providing and fixing sensor-based auto flushing system set for urinals (Battery operated) of approved make, including all necessary fittings and accessories, etc complete as per direction of Engineer in- charge. Concealed body metropole flush valve spare parts - Flange For Mfv - 1093/1095 | item283 | 1 | Nos | 282 |  |  | Excess(+) | 1 | Full Conversion | INR |  |  | 0 | [37 empty] | 0 | 0 | #VALUE!
9.139 | Providing and fixing sensor-based auto flushing system set for urinals (Battery operated) of approved make, including all necessary fittings and accessories, etc complete as per direction of Engineer in- charge. Concealed body metropole flush valve spare parts - Internal Parts for M F V - 1095 (32mm) | item284 | 1 | Nos | 283 |  |  | Excess(+) | 1 | Full Conversion | INR |  |  | 0 | [37 empty] | 0 | 0 | #VALUE!
9.14 | Providing and fixing sensor-based auto flushing system set for urinals (Battery operated) of approved make, including all necessary fittings and accessories, etc complete as per direction of Engineer in- charge. Concealed body metropole flush valve spare parts -Stopper Bush With O Ring for M F V (32mm | item285 | 1 | Nos | 284 |  |  | Excess(+) | 1 | Full Conversion | INR |  |  | 0 | [37 empty] | 0 | 0 | #VALUE!
9.141 | Providing and fixing sensor-based auto flushing system set for urinals (Battery operated) of approved make, including all necessary fittings and accessories, etc complete as per direction of Engineer in- charge. Concealed body metropole flush valve spare parts - Body Nut for Mfv 1085 &1095 | item286 | 1 | Nos | 285 |  |  | Excess(+) | 1 | Full Conversion | INR |  |  | 0 | [37 empty] | 0 | 0 | #VALUE!
9.142 | Providing and fixing sensor-based auto flushing system set for urinals (Battery operated) of approved make, including all necessary fittings and accessories, etc complete as per direction of Engineer in- charge. Concealed body metropole flush valve spare parts - Lock(B)-Mpf-Adjusting-32mm (458700) Fix On | item287 | 1 | Nos | 286 |  |  | Excess(+) | 1 | Full Conversion | INR |  |  | 0 | [37 empty] | 0 | 0 | #VALUE!
9.143 | Providing and fixing sensor-based auto flushing system set for urinals (Battery operated) of approved make, including all necessary fittings and accessories, etc complete as per direction of Engineer in- charge. Concealed body metropole flush valve spare parts - Spring For 1093/1095 – Docol | item288 | 1 | Nos | 287 |  |  | Excess(+) | 1 | Full Conversion | INR |  |  | 0 | [37 empty] | 0 | 0 | #VALUE!
9.144 | Providing and fixing sensor-based auto flushing system set for urinals (Battery operated) of approved make, including all necessary fittings and accessories, etc complete as per direction of Engineer in- charge. Concealed body metropole flush valve spare parts -Lock(B)-Mpf-Adjusting-32mm (458700) Fix On | item289 | 1 | Nos | 288 |  |  | Excess(+) | 1 | Full Conversion | INR |  |  | 0 | [37 empty] | 0 | 0 | #VALUE!
9.145 | Providing and fixing sensor-based auto flushing system set for urinals (Battery operated) of approved make, including all necessary fittings and accessories, etc complete as per direction of Engineer in- charge. Concealed body metropole flush valve spare parts -Cir-260-Operating Push Button for Mfv -1 | item290 | 1 | Nos | 289 |  |  | Excess(+) | 1 | Full Conversion | INR |  |  | 0 | [37 empty] | 0 | 0 | #VALUE!
9.146 | Providing and installation of spare parts of sanitary fittings of approved make including all necessary fittings, labour, tools, equipments, etc. complete as per direction of engineer in- charge. Toilet Roll Holder Cat. No. 1151/ AKP-35753PS spare parts - Bracket-Accessories-Kubix/Conti-T Shape- | item291 | 1 | Nos | 290 |  |  | Excess(+) | 1 | Full Conversion | INR |  |  | 0 | [37 empty] | 0 | 0 | #VALUE!
9.147 | Providing and installation of spare parts of sanitary fittings of approved make including all necessary fittings, labour, tools, equipments, etc. complete as per direction of engineer in- charge. Toilet Roll Holder Cat. No. 1151/ AKP-35753PS spare parts - Flange(W)Accessories-35731p-Regular | item292 | 1 | Nos | 291 |  |  | Excess(+) | 1 | Full Conversion | INR |  |  | 0 | [37 empty] | 0 | 0 | #VALUE!
9.148 | Providing and installation of spare parts of sanitary fittings of approved make including all necessary fittings, labour, tools, equipments, etc. complete as per direction of engineer in- charge. Soap dispenser cat no.ACN-1137N spare parts - Pump Assy-Accessories-1137n-Soap Dispenser | item293 | 1 | Nos | 292 |  |  | Excess(+) | 1 | Full Conversion | INR |  |  | 0 | [37 empty] | 0 | 0 | #VALUE!
9.149 | Providing and installation of spare parts of sanitary fittings of approved make including all necessary fittings, labour, tools, equipments, etc. complete as per direction of engineer in- charge. Soap dispenser cat no.ACN-1137N spare parts - Pvc Bottle for Met. Soap Dispenser. - 1137 | item294 | 1 | Nos | 293 |  |  | Excess(+) | 1 | Full Conversion | INR |  |  | 0 | [37 empty] | 0 | 0 | #VALUE!
9.15 | Providing and installation of spare parts of sanitary fittings of approved make including all necessary fittings, labour, tools, equipments, etc. complete as per direction of engineer in- charge. Soap dispenser cat no.ACN-1137N spare parts - Flange(W) Accessories-1181-Continental-Re | item295 | 1 | Nos | 294 |  |  | Excess(+) | 1 | Full Conversion | INR |  |  | 0 | [37 empty] | 0 | 0 | #VALUE!
9.151 | Providing and installation of spare parts of sanitary fittings of approved make including all necessary fittings, labour, tools, equipments, etc. complete as per direction of engineer in- charge. Quarter Turn wash basin pillar cock, Jaquar make cat. No. OPP 15001PM spare parts - Handle-Bc/Pc-15037pm-Opal P(Kj-711) | item296 | 1 | Nos | 295 |  |  | Excess(+) | 1 | Full Conversion | INR |  |  | 0 | [37 empty] | 0 | 0 | #VALUE!
9.152 | Providing and installation of spare parts of sanitary fittings of approved make including all necessary fittings, labour, tools, equipments, etc. complete as per direction of engineer in- charge. Quarter Turn wash basin pillar cock, Jaquar make cat. No. OPP 15001PM spare parts - Fitting-Bc/Sm-39037/39309-Aria-Fluhs-Col | item297 | 1 | Nos | 296 |  |  | Excess(+) | 1 | Full Conversion | INR |  |  | 0 | [37 empty] | 0 | 0 | #VALUE!
9.153 | Providing and installation of spare parts of sanitary fittings of approved make including all necessary fittings, labour, tools, equipments, etc. complete as per direction of engineer in- charge. Quarter Turn wash basin pillar cock, Jaquar make cat. No. OPP 15001PM spare parts - Aerator Assy.18mm (Zar-001+044+055) Suitable | item298 | 1 | Nos | 297 |  |  | Excess(+) | 1 | Full Conversion | INR |  |  | 0 | [37 empty] | 0 | 0 | #VALUE!
9.154 | Providing and installation of spare parts of sanitary fittings of approved make including all necessary fittings, labour, tools, equipments, etc. complete as per direction of engineer in- charge. Quarter Turn wash basin pillar cock, Jaquar make cat. No. OPP 15001PM spare parts - Flange(B)Pc-10001pm-Ornamix P-With Washe | item299 | 1 | Nos | 298 |  |  | Excess(+) | 1 | Full Conversion | INR |  |  | 0 | [37 empty] | 0 | 0 | #VALUE!
9.155 | Providing and installation of spare parts of sanitary fittings of approved make including all necessary fittings, labour, tools, equipments, etc. complete as per direction of engineer in- charge. Quarter Turn wash basin pillar cock, Jaquar make cat. No. OPP 15001PM spare parts -Nut-Chuck Nut-Cocks-5011-Flora-All Type | item300 | 1 | Nos | 299 |  |  | Excess(+) | 1 | Full Conversion | INR |  |  | 0 | [37 empty] | 0 | 0 | #VALUE!
9.156 | Providing and installation of spare parts of sanitary fittings of approved make including all necessary fittings, labour, tools, equipments, etc. complete as per direction of engineer in- charge. Wall Mixer with provision for overhead shower with 115mm long bend pipe and wall flange, cat no. 5273 spare parts - Fitting-Bc/Wm-5037/5281-Flora-Fluhs-Hot | item301 | 1 | Nos | 300 |  |  | Excess(+) | 1 | Full Conversion | INR |  |  | 0 | [37 empty] | 0 | 0 | #VALUE!
9.157 | Providing and installation of spare parts of sanitary fittings of approved make including all necessary fittings, labour, tools, equipments, etc. complete as per direction of engineer in- charge. Wall Mixer with provision for overhead shower with 115mm long bend pipe and wall flange, cat no. 5273 spare parts - Fitting-Bc/Wm-5037/5281-Flora-Fluhs-Cold | item302 | 1 | Nos | 301 |  |  | Excess(+) | 1 | Full Conversion | INR |  |  | 0 | [37 empty] | 0 | 0 | #VALUE!
9.158 | Providing and installation of spare parts of sanitary fittings of approved make including all necessary fittings, labour, tools, equipments, etc. complete as per direction of engineer in- charge. Wall Mixer with provision for overhead shower with 115mm long bend pipe and wall flange, cat no. 5273 spare parts - Handle-Cock-5041(M209n) With Bush Set- Florentine-Modified | item303 | 1 | Nos | 302 |  |  | Excess(+) | 1 | Full Conversion | INR |  |  | 0 | [37 empty] | 0 | 0 | #VALUE!
9.159 | Providing and installation of spare parts of sanitary fittings of approved make including all necessary fittings, labour, tools, equipments, etc. complete as per direction of engineer in- charge. Wall Mixer with provision for overhead shower with 115mm long bend pipe and wall flange, cat no. 5273 spare parts - Cartridge-Wm-5273-Flora-Center-31mm-Click Sou | item304 | 1 | Nos | 303 |  |  | Excess(+) | 1 | Full Conversion | INR |  |  | 0 | [37 empty] | 0 | 0 | #VALUE!
9.16 | Providing and installation of spare parts of sanitary fittings of approved make including all necessary fittings, labour, tools, equipments, etc. complete as per direction of engineer in- charge. Wall Mixer with provision for overhead shower with 115mm long bend pipe and wall flange, cat no. 5273 spare parts - Handle-Wm-5273-Center-Modi. -Flora/Solo-R499 | item305 | 1 | Nos | 304 |  |  | Excess(+) | 1 | Full Conversion | INR |  |  | 0 | [37 empty] | 0 | 0 | #VALUE!
9.161 | Providing and installation of spare parts of sanitary fittings of approved make including all necessary fittings, labour, tools, equipments, etc. complete as per direction of engineer in- charge. Wall Mixer with provision for overhead shower with 115mm long bend pipe and wall flange, cat no. 5273 spare parts - Nut-Wm-5273upr-Flora-All-Regular-3/4 X 17mm-T | item306 | 1 | Nos | 305 |  |  | Excess(+) | 1 | Full Conversion | INR |  |  | 0 | [37 empty] | 0 | 0 | #VALUE!
9.162 | Providing and installation of spare parts of sanitary fittings of approved make including all necessary fittings, labour, tools, equipments, etc. complete as per direction of engineer in- charge. Wall Mixer with provision for overhead shower with 115mm long bend pipe and wall flange, cat no. 5273 spare parts - Aerator Assy.28mm (Zar-013+048+057) Suitable For | item307 | 1 | Nos | 306 |  |  | Excess(+) | 1 | Full Conversion | INR |  |  | 0 | [37 empty] | 0 | 0 | #VALUE!
9.163 | Providing and installation of spare parts of sanitary fittings of approved make including all necessary fittings, labour, tools, equipments, etc. complete as per direction of engineer in- charge. Full turn basin mixer with pop up waste system with 450mm long braided hoses cat No: CON-167KNB spare parts - HANDLE-REGULAR (C) -037-CONTINENTAL | item308 | 1 | Nos | 307 |  |  | Excess(+) | 1 | Full Conversion | INR |  |  | 0 | [37 empty] | 0 | 0 | #VALUE!
9.164 | Providing and installation of spare parts of sanitary fittings of approved make including all necessary fittings, labour, tools, equipments, etc. complete as per direction of engineer in- charge. Full turn basin mixer with pop up waste system with 450mm long braided hoses cat No: CON-167KNB spare parts - FITTING ASSY.-COCKS-037-CONTINENTALREGU | item309 | 1 | Nos | 308 |  |  | Excess(+) | 1 | Full Conversion | INR |  |  | 0 | [37 empty] | 0 | 0 | #VALUE!
9.165 | Providing and installation of spare parts of sanitary fittings of approved make including all necessary fittings, labour, tools, equipments, etc. complete as per direction of engineer in- charge. Full turn basin mixer with pop up waste system with 450mm long braided hoses cat No: CON-167KNB spare parts - AERATOR ASSY.24MM(ZMS500A/B/C) SHORTY | item310 | 1 | Nos | 309 |  |  | Excess(+) | 1 | Full Conversion | INR |  |  | 0 | [37 empty] | 0 | 0 | #VALUE!
9.166 | Providing and installation of spare parts of sanitary fittings of approved make including all necessary fittings, labour, tools, equipments, etc. complete as per direction of engineer in- charge. Full turn basin mixer with pop up waste system with 450mm long braided hoses cat No: CON-167KNB spare parts - 450MM L BRD.HOSE 10MM FOR 40MM DISC | item311 | 1 | Nos | 310 |  |  | Excess(+) | 1 | Full Conversion | INR |  |  | 0 | [37 empty] | 0 | 0 | #VALUE!
9.167 | Providing and installation of spare parts of sanitary fittings of approved make including all necessary fittings, labour, tools, equipments, etc. complete as per direction of engineer in- charge. Full turn basin mixer with pop up waste system with 450mm long braided hoses cat No: CON-167KNB spare parts - CLAMPING SET-1HOLE CHAND(B)-SM-5319B-FLO | item312 | 1 | Nos | 311 |  |  | Excess(+) | 1 | Full Conversion | INR |  |  | 0 | [37 empty] | 0 | 0 | #VALUE!
9.168 | Providing and installation of spare parts of sanitary fittings of approved make including all necessary fittings, labour, tools, equipments, etc. complete as per direction of engineer in- charge. Single lever Sink Mixer with 210mm extension body swinging spout without popup waste with 600mm long braided hoses CatNo: 29009B spare parts- CARTRIDGE-DIV-ALD-055-ALLIED-35mm-ALL-PR | item315 | 1 | Nos | 314 |  |  | Excess(+) | 1 | Full Conversion | INR |  |  | 0 | [37 empty] | 0 | 0 | #VALUE!
9.169 | Providing and installation of spare parts of sanitary fittings of approved make including all necessary fittings, labour, tools, equipments, etc. complete as per direction of engineer in- charge. Single lever Sink Mixer with 210mm extension body swinging spout without popup waste with 600mm long braided hoses CatNo: 29009B spare parts- HANDLE-SLBM-29011B-FUSION-35mm-J401 | item316 | 1 | Nos | 315 |  |  | Excess(+) | 1 | Full Conversion | INR |  |  | 0 | [37 empty] | 0 | 0 | #VALUE!
9.17 | Providing and installation of spare parts of sanitary fittings of approved make including all necessary fittings, labour, tools, equipments, etc. complete as per direction of engineer in- charge. Single lever Sink Mixer with 210mm extension body swinging spout without popup waste with 600mm long braided hoses CatNo: 29009B spare parts- 600mm LONG BRAIDED HOSES FOR BAS MIX | item317 | 1 | Nos | 316 |  |  | Excess(+) | 1 | Full Conversion | INR |  |  | 0 | [37 empty] | 0 | 0 | #VALUE!
9.171 | Providing and installation of spare parts of sanitary fittings of approved make including all necessary fittings, labour, tools, equipments, etc. complete as per direction of engineer in- charge. EWC wall mount Cat No:CNS WHT 959SPP/ OPS-WHT-15955P180 UFSM/ EWC wall mount with flush tank Cat No:CNS WHT 353SPPZ spare parts - HINGES SET-SC-CNS-951N/953N/955N | item318 | 1 | Nos | 317 |  |  | Excess(+) | 1 | Full Conversion | INR |  |  | 0 | [37 empty] | 0 | 0 | #VALUE!
9.172 | Providing and installation of spare parts of sanitary fittings of approved make including all necessary fittings, labour, tools, equipments, etc. complete as per direction of engineer in- charge. EWC wall mount Cat No:CNS WHT 959SPP/ OPS-WHT-15955P180 UFSM/ EWC wall mount with flush tank Cat No:CNS WHT 353SPPZ spare parts - SOFT MECHANISM-SC-CNS-105S-FIX IN SEAT C | item319 | 1 | Nos | 318 |  |  | Excess(+) | 1 | Full Conversion | INR |  |  | 0 | [37 empty] | 0 | 0 | #VALUE!
9.173 | Providing and installation of spare parts of sanitary fittings of approved make including all necessary fittings, labour, tools, equipments, etc. complete as per direction of engineer in- charge. EWC wall mount Cat No:CNS WHT 959SPP/ OPS-WHT-15955P180 UFSM/ EWC wall mount with flush tank Cat No:CNS WHT 353SPPZ spare parts - HINGE PLATE-CNS-105S/N-FIX IN SEAT COVER | item320 | 1 | Nos | 319 |  |  | Excess(+) | 1 | Full Conversion | INR |  |  | 0 | [37 empty] | 0 | 0 | #VALUE!
9.174 | Providing and installation of spare parts of sanitary fittings of approved make including all necessary fittings, labour, tools, equipments, etc. complete as per direction of engineer in- charge. EWC wall mount Cat No:CNS WHT 959SPP/ OPS-WHT-15955P180 UFSM/ EWC wall mount with flush tank Cat No:CNS WHT 353SPPZ spare parts - GASKET SET (GK002+GK004) | item321 | 1 | Nos | 320 |  |  | Excess(+) | 1 | Full Conversion | INR |  |  | 0 | [37 empty] | 0 | 0 | #VALUE!
9.175 | Providing and installation of spare parts of sanitary fittings of approved make including all necessary fittings, labour, tools, equipments, etc. complete as per direction of engineer in- charge. EWC wall mount Cat No:CNS WHT 959SPP/ OPS-WHT-15955P180 UFSM/ EWC wall mount with flush tank Cat No:CNS WHT 353SPPZ spare parts - BUFFER SET (SET OF 4) CNS-115S/N-BIG SIZE- | item322 | 1 | Nos | 321 |  |  | Excess(+) | 1 | Full Conversion | INR |  |  | 0 | [37 empty] | 0 | 0 | #VALUE!
9.176 | Providing and installation of spare parts of sanitary fittings of approved make including all necessary fittings, labour, tools, equipments, etc. complete as per direction of engineer in- charge. EWC wall mount Cat No:CNS WHT 959SPP/ OPS-WHT-15955P180 UFSM/ EWC wall mount with flush tank Cat No:CNS WHT 353SPPZ spare parts -LID-CONTI-SUITABLE FOR CNS-203 | item323 | 1 | Nos | 322 |  |  | Excess(+) | 1 | Full Conversion | INR |  |  | 0 | [37 empty] | 0 | 0 | #VALUE!
9.177 | Providing and installation of spare parts of sanitary fittings of approved make including all necessary fittings, labour, tools, equipments, etc. complete as per direction of engineer in- charge. EWC wall mount Cat No:CNS WHT 959SPP/ OPS-WHT-15955P180 UFSM/ EWC wall mount with flush tank Cat No:CNS WHT 353SPPZ spare parts - KNOB ASSY-CNS-351/751/753-FIX IN CISTERN | item324 | 1 | Nos | 323 |  |  | Excess(+) | 1 | Full Conversion | INR |  |  | 0 | [37 empty] | 0 | 0 | #VALUE!
9.178 | Providing and installation of spare parts of sanitary fittings of approved make including all necessary fittings, labour, tools, equipments, etc. complete as per direction of engineer in- charge. EWC wall mount Cat No:CNS WHT 959SPP/ OPS-WHT-15955P180 UFSM/ EWC wall mount with flush tank Cat No:CNS WHT 353SPPZ spare parts - OUTLET VALVE-CNS-351/353/751 | item325 | 1 | Nos | 324 |  |  | Excess(+) | 1 | Full Conversion | INR |  |  | 0 | [37 empty] | 0 | 0 | #VALUE!
9.179 | Providing and installation of spare parts of sanitary fittings of approved make including all necessary fittings, labour, tools, equipments, etc. complete as per direction of engineer in- charge. EWC wall mount Cat No:CNS WHT 959SPP/ OPS-WHT-15955P180 UFSM/ EWC wall mount with flush tank Cat No:CNS WHT 353SPPZ spare parts - INLET VALVE-CMS103851S/P/CNS-851S/P/KUS- | item326 | 1 | Nos | 325 |  |  | Excess(+) | 1 | Full Conversion | INR |  |  | 0 | [37 empty] | 0 | 0 | #VALUE!
9.18 | Providing and installation of spare parts of sanitary fittings of approved make including all necessary fittings, labour, tools, equipments, etc. complete as per direction of engineer in- charge. EWC wall mount Cat No:CNS WHT 959SPP/ OPS-WHT-15955P180 UFSM/ EWC wall mount with flush tank Cat No:CNS WHT 353SPPZ spare parts - GASKET OUTLET-FIX IN OUTLET HOLE OF WC | item327 | 1 | Nos | 326 |  |  | Excess(+) | 1 | Full Conversion | INR |  |  | 0 | [37 empty] | 0 | 0 | #VALUE!
9.181 | Providing and installation of spare parts of sanitary fittings of approved make including all necessary fittings, labour, tools, equipments, etc. complete as per direction of engineer in- charge. EWC floor mount with flush tank Cat No: SLS WHT 6851S300UF/ CNS-WHT-551SSPP spare parts - HINGES SET-SC-CNS-113N/S/101N/S/15101PP/ | item328 | 1 | Nos | 327 |  |  | Excess(+) | 1 | Full Conversion | INR |  |  | 0 | [37 empty] | 0 | 0 | #VALUE!
9.182 | Providing and installation of spare parts of sanitary fittings of approved make including all necessary fittings, labour, tools, equipments, etc. complete as per direction of engineer in- charge. EWC floor mount with flush tank Cat No: SLS WHT 6851S300UF/ CNS-WHT-551SSPP spare parts - BUFFER SET (SET OF 4) ARS-39101UF-FIX IN S | item329 | 1 | Nos | 328 |  |  | Excess(+) | 1 | Full Conversion | INR |  |  | 0 | [37 empty] | 0 | 0 | #VALUE!
9.183 | Providing and installation of spare parts of sanitary fittings of approved make including all necessary fittings, labour, tools, equipments, etc. complete as per direction of engineer in- charge. EWC floor mount with flush tank Cat No: SLS WHT 6851S300UF/ CNS-WHT-551SSPP spare parts - SOFT CLOSING mechanism | item330 | 1 | Nos | 329 |  |  | Excess(+) | 1 | Full Conversion | INR |  |  | 0 | [37 empty] | 0 | 0 | #VALUE!
9.184 | Providing and installation of spare parts of sanitary fittings of approved make including all necessary fittings, labour, tools, equipments, etc. complete as per direction of engineer in- charge. EWC floor mount with flush tank Cat No: SLS WHT 6851S300UF/ CNS-WHT-551SSPP spare parts - INLET VALVE-CMS103851S/P/CNS-851S/P/KUS- | item331 | 1 | Nos | 330 |  |  | Excess(+) | 1 | Full Conversion | INR |  |  | 0 | [37 empty] | 0 | 0 | #VALUE!
9.185 | Providing and installation of spare parts of sanitary fittings of approved make including all necessary fittings, labour, tools, equipments, etc. complete as per direction of engineer in- charge. EWC floor mount with flush tank Cat No: SLS WHT 6851S300UF/ CNS-WHT-551SSPP spare parts - OUTLET ASS FOR- 0204 | item332 | 1 | Nos | 331 |  |  | Excess(+) | 1 | Full Conversion | INR |  |  | 0 | [37 empty] | 0 | 0 | #VALUE!
9.186 | Providing and installation of spare parts of sanitary fittings of approved make including all necessary fittings, labour, tools, equipments, etc. complete as per direction of engineer in- charge. EWC floor mount with flush tank Cat No: SLS WHT 6851S300UF/ CNS-WHT-551SSPP spare parts - OVERFLOW PLUG BOTTOM-FIX IN CISTERN | item333 | 1 | Nos | 332 |  |  | Excess(+) | 1 | Full Conversion | INR |  |  | 0 | [37 empty] | 0 | 0 | #VALUE!
9.187 | Providing and installation of spare parts of sanitary fittings of approved make including all necessary fittings, labour, tools, equipments, etc. complete as per direction of engineer in- charge. EWC floor mount with flush tank Cat No: SLS WHT 6851S300UF/ CNS-WHT-551SSPP spare parts - LID-SOLO-SUITABLE FOR SLS-6855S-MODI. -RO | item334 | 1 | Nos | 333 |  |  | Excess(+) | 1 | Full Conversion | INR |  |  | 0 | [37 empty] | 0 | 0 | #VALUE!
9.188 | Providing and installation of spare parts of sanitary fittings of approved make including all necessary fittings, labour, tools, equipments, etc. complete as per direction of engineer in- charge. EWC floor mount with flush tank Cat No: SLS WHT 6851S300UF/ CNS-WHT-551SSPP spare parts - KNOB ASSY-KUS-35851-FIX IN CISTERN | item335 | 1 | Nos | 334 |  |  | Excess(+) | 1 | Full Conversion | INR |  |  | 0 | [37 empty] | 0 | 0 | #VALUE!
9.189 | Providing and installation of spare parts of sanitary fittings of approved make including all necessary fittings, labour, tools, equipments, etc. complete as per direction of engineer in- charge. EWC floor mount with flush tank Cat No: SLS WHT 6851S300UF/ CNS-WHT-551SSPP spare parts - WAX SEAL-WC-FOR S TRAP MB/CC-TO JOINT FL | item336 | 1 | Nos | 335 |  |  | Excess(+) | 1 | Full Conversion | INR |  |  | 0 | [37 empty] | 0 | 0 | #VALUE!
9.19 | Providing and installation of spare parts of sanitary fittings of approved make including all necessary fittings, labour, tools, equipments, etc. complete as per direction of engineer in- charge. EWC floor mount with flush tank Cat No: SLS WHT 6851S300UF/ CNS-WHT-551SSPP spare parts - Base Plate | item337 | 1 | Nos | 336 |  |  | Excess(+) | 1 | Full Conversion | INR |  |  | 0 | [37 empty] | 0 | 0 | #VALUE!
9.191 | Providing and installation of spare parts of sanitary fittings of approved make including all necessary fittings, labour, tools, equipments, etc. complete as per direction of engineer in- charge. EWC floor mount with flush tank Cat No: SLS WHT 6851S300UF/ CNS-WHT-551SSPP spare parts - GASKET OUTLET-FIX IN OUTLET HOLE OF WC | item338 | 1 | Nos | 337 |  |  | Excess(+) | 1 | Full Conversion | INR |  |  | 0 | [37 empty] | 0 | 0 | #VALUE!
9.192 | Providing and installation of spare parts of sanitary fittings of approved make including all necessary fittings, labour, tools, equipments, etc. complete as per direction of engineer in- charge. IWC Orrisa Pan Cat No: ECS-WHT-451LE including accessories/hardware kit & complete. PIPE-BEND PIPE- L SHAPE-USED TO CONNECT | item339 | 1 | Nos | 338 |  |  | Excess(+) | 1 | Full Conversion | INR |  |  | 0 | [37 empty] | 0 | 0 | #VALUE!
9.193 | Providing and installation of spare parts of sanitary fittings of approved make including all necessary fittings, labour, tools, equipments, etc. complete as per direction of engineer in- charge. IWC Orrisa Pan Cat No: ECS-WHT-451LE including accessories/hardware kit & complete. EXTENSION PIPE | item340 | 1 | Nos | 339 |  |  | Excess(+) | 1 | Full Conversion | INR |  |  | 0 | [37 empty] | 0 | 0 | #VALUE!
9.194 | Providing and installation of spare parts of sanitary fittings of approved make including all necessary fittings, labour, tools, equipments, etc. complete as per direction of engineer in- charge. IWC Orrisa Pan Cat No: ECS-WHT-451LE including accessories/hardware kit & complete. SEALING GASKET FOR WHC | item341 | 1 | Nos | 340 |  |  | Excess(+) | 1 | Full Conversion | INR |  |  | 0 | [37 empty] | 0 | 0 | #VALUE!
9.195 | Providing and installation of spare parts of sanitary fittings of approved make including all necessary fittings, labour, tools, equipments, etc. complete as per direction of engineer in- charge. IWC Orrisa Pan Cat No: ECS-WHT-451LE including accessories/hardware kit & complete. DRAINAGE L-BEND PIPE WITH GASKET-OUTLET | item342 | 1 | Nos | 341 |  |  | Excess(+) | 1 | Full Conversion | INR |  |  | 0 | [37 empty] | 0 | 0 | #VALUE!
9.196 | Providing and installation of spare parts of sanitary fittings of approved make including all necessary fittings, labour, tools, equipments, etc. complete as per direction of engineer in- charge. IWC Orrisa Pan Cat No: ECS-WHT-451LE including accessories/hardware kit & complete. DRAINAGE L-BEND EXTENSION PIPE ONLY WITH | item343 | 1 | Nos | 342 |  |  | Excess(+) | 1 | Full Conversion | INR |  |  | 0 | [37 empty] | 0 | 0 | #VALUE!
9.197 | Providing and installation of spare parts of sanitary fittings of approved make including all necessary fittings, labour, tools, equipments, etc. complete as per direction of engineer in- charge. Wall hung wash basin Cat. No. CNS-801 spare parts - RAG BOLT-WB-TO FIX WB WITH WALL-MILD STE | item344 | 1 | Nos | 343 |  |  | Excess(+) | 1 | Full Conversion | INR |  |  | 0 | [37 empty] | 0 | 0 | #VALUE!
9.198 | Providing and installation of spare parts of sanitary fittings of approved make including all necessary fittings, labour, tools, equipments, etc. complete as per direction of engineer in- charge. Wall hung wash basin Cat. No. CNS-801 spare parts - OVERFLOW CAP(B)-FOR WASH BASIN-ESSCO/JAQ | item345 | 1 | Nos | 344 |  |  | Excess(+) | 1 | Full Conversion | INR |  |  | 0 | [37 empty] | 0 | 0 | #VALUE!
9.199 | Providing and installation of spare parts of sanitary fittings of approved make including all necessary fittings, labour, tools, equipments, etc. complete as per direction of engineer in- charge. Single piece slim concealed cistern Cat. No. JCS-WHT-2400FS spare parts - STOP COCK-K9100 -(JCC-2400) | item346 | 1 | Nos | 345 |  |  | Excess(+) | 1 | Full Conversion | INR |  |  | 0 | [37 empty] | 0 | 0 | #VALUE!
9.2 | Providing and installation of spare parts of sanitary fittings of approved make including all necessary fittings, labour, tools, equipments, etc. complete as per direction of engineer in- charge. Single piece slim concealed cistern Cat. No. JCS-WHT-2400FS spare parts - CISTERN NET-(JCC-2400) | item347 | 1 | Nos | 346 |  |  | Excess(+) | 1 | Full Conversion | INR |  |  | 0 | [37 empty] | 0 | 0 | #VALUE!
9.201 | Providing and installation of spare parts of sanitary fittings of approved make including all necessary fittings, labour, tools, equipments, etc. complete as per direction of engineer in- charge. Single piece slim concealed cistern Cat. No. JCS-WHT-2400FS spare parts - Outlet Valve | item348 | 1 | Nos | 347 |  |  | Excess(+) | 1 | Full Conversion | INR |  |  | 0 | [37 empty] | 0 | 0 | #VALUE!
9.202 | Providing and installation of spare parts of sanitary fittings of approved make including all necessary fittings, labour, tools, equipments, etc. complete as per direction of engineer in- charge. Single piece slim concealed cistern Cat. No. JCS-WHT-2400FS spare parts - BRAIDED HOSE-(260111) -(JCC-2400) | item349 | 1 | Nos | 348 |  |  | Excess(+) | 1 | Full Conversion | INR |  |  | 0 | [37 empty] | 0 | 0 | #VALUE!
9.203 | Providing and installation of spare parts of sanitary fittings of approved make including all necessary fittings, labour, tools, equipments, etc. complete as per direction of engineer in- charge. Single piece slim concealed cistern Cat. No. JCS-WHT-2400FS spare parts - LOCK(P)-TO FIX IN BRACKET ZMS-156-(JCC-2 | item350 | 1 | Nos | 349 |  |  | Excess(+) | 1 | Full Conversion | INR |  |  | 0 | [37 empty] | 0 | 0 | #VALUE!
9.204 | Providing and installation of spare parts of sanitary fittings of approved make including all necessary fittings, labour, tools, equipments, etc. complete as per direction of engineer in- charge. Single piece slim concealed cistern Cat. No. JCS-WHT-2400FS spare parts - PIPE SET-BEND PIPE-WM-5143-FLORA-150X150 | item351 | 1 | Nos | 350 |  |  | Excess(+) | 1 | Full Conversion | INR |  |  | 0 | [37 empty] | 0 | 0 | #VALUE!
9.205 | Providing and installation of spare parts of sanitary fittings of approved make including all necessary fittings, labour, tools, equipments, etc. complete as per direction of engineer in- charge. Single piece slim concealed cistern Cat. No. JCS-WHT-2400FS spare parts - Command BASE SET(1K1270) -(JCC-2400) | item352 | 1 | Nos | 351 |  |  | Excess(+) | 1 | Full Conversion | INR |  |  | 0 | [37 empty] | 0 | 0 | #VALUE!
9.206 | Providing and installation of spare parts of sanitary fittings of approved make including all necessary fittings, labour, tools, equipments, etc. complete as per direction of engineer in- charge. Single piece slim concealed cistern Cat. No. JCS-WHT-2400FS spare parts - Inlet Valve | item353 | 1 | Nos | 352 |  |  | Excess(+) | 1 | Full Conversion | INR |  |  | 0 | [37 empty] | 0 | 0 | #VALUE!
9.207 | Providing and installation of spare parts of sanitary fittings of approved make including all necessary fittings, labour, tools, equipments, etc. complete as per direction of engineer in- charge. Single piece slim concealed cistern Cat. No. JCS-WHT-2400FS spare parts - FIXING PLATE-TO FIX INSIDE TANK-(JCC-240 | item354 | 1 | Nos | 353 |  |  | Excess(+) | 1 | Full Conversion | INR |  |  | 0 | [37 empty] | 0 | 0 | #VALUE!
9.208 | Providing and installation of spare parts of sanitary fittings of approved make including all necessary fittings, labour, tools, equipments, etc. complete as per direction of engineer in- charge. Single piece slim concealed cistern Cat. No. JCS-WHT-2400FS spare parts - INDICATING PLATE-TO FIX ON TANK MOUTH (1K | item355 | 1 | Nos | 354 |  |  | Excess(+) | 1 | Full Conversion | INR |  |  | 0 | [37 empty] | 0 | 0 | #VALUE!
9.209 | Providing and installation of spare parts of sanitary fittings of approved make including all necessary fittings, labour, tools, equipments, etc. complete as per direction of engineer in- charge. Single piece slim concealed cistern Cat. No. JCS-WHT-2400FS spare parts - PROTECTIVE COVER-TO FIX IN TANK-(JCC-240 | item356 | 1 | Nos | 355 |  |  | Excess(+) | 1 | Full Conversion | INR |  |  | 0 | [37 empty] | 0 | 0 | #VALUE!
9.21 | Providing and installation of spare parts of sanitary fittings of approved make including all necessary fittings, labour, tools, equipments, etc. complete as per direction of engineer in- charge. Single piece slim concealed cistern Cat. No. JCS-WHT-2400FS spare parts - SUPPLY BEND SET-L SHAPE-WITH AC/WASHER (J | item357 | 1 | Nos | 356 |  |  | Excess(+) | 1 | Full Conversion | INR |  |  | 0 | [37 empty] | 0 | 0 | #VALUE!
9.211 | Providing and installation of spare parts of sanitary fittings of approved make including all necessary fittings, labour, tools, equipments, etc. complete as per direction of engineer in- charge. Single piece slim concealed cistern Cat. No. JCS-WHT-2400FS spare parts - PROTECTIVE CAP-TO FIX IN ZMP-152-(JCC-24 | item358 | 1 | Nos | 357 |  |  | Excess(+) | 1 | Full Conversion | INR |  |  | 0 | [37 empty] | 0 | 0 | #VALUE!
9.212 | Providing and installation of spare parts of sanitary fittings of approved make including all necessary fittings, labour, tools, equipments, etc. complete as per direction of engineer in- charge. Single piece slim concealed cistern Cat. No. JCS-WHT-2400FS spare parts - SUPPLY SLEEVE SET-WITH GASKET(JCC-2400) | item359 | 1 | Nos | 358 |  |  | Excess(+) | 1 | Full Conversion | INR |  |  | 0 | [37 empty] | 0 | 0 | #VALUE!
9.213 | Providing and installation of spare parts of sanitary fittings of approved make including all necessary fittings, labour, tools, equipments, etc. complete as per direction of engineer in- charge. Single piece slim concealed cistern Cat. No. JCS-WHT-2400FS spare parts - GASKET-TO FIX IN ZMP-154 | item360 | 1 | Nos | 359 |  |  | Excess(+) | 1 | Full Conversion | INR |  |  | 0 | [37 empty] | 0 | 0 | #VALUE!
9.214 | Providing and installation of spare parts of sanitary fittings of approved make including all necessary fittings, labour, tools, equipments, etc. complete as per direction of engineer in- charge. Single piece slim concealed cistern Cat. No. JCS-WHT-2400FS spare parts - DISCHARGE BEND (DIA 90 X 90 mm) WITH PI | item361 | 1 | Nos | 360 |  |  | Excess(+) | 1 | Full Conversion | INR |  |  | 0 | [37 empty] | 0 | 0 | #VALUE!
9.215 | Providing and installation of spare parts of sanitary fittings of approved make including all necessary fittings, labour, tools, equipments, etc. complete as per direction of engineer in- charge. Flush Control plate Cat. No. JCP-CHR-852415 - ACTIVE SCREW | item362 | 1 | Nos | 361 |  |  | Excess(+) | 1 | Full Conversion | INR |  |  | 0 | [37 empty] | 0 | 0 | #VALUE!
9.216 | Providing and installation of spare parts of sanitary fittings of approved make including all necessary fittings, labour, tools, equipments, etc. complete as per direction of engineer in- charge. Flush Control plate Cat. No. JCP-CHR-852415 - FIXING SCREW | item363 | 1 | Nos | 362 |  |  | Excess(+) | 1 | Full Conversion | INR |  |  | 0 | [37 empty] | 0 | 0 | #VALUE!
9.217 | Providing and installation of spare parts of sanitary fittings of approved make including all necessary fittings, labour, tools, equipments, etc. complete as per direction of engineer in- charge. Ceramic Urinal pot Cat. No. URS-WHT-13255 - WASTE PLUG(CERAMIC)-0704 | item364 | 1 | Nos | 363 |  |  | Excess(+) | 1 | Full Conversion | INR |  |  | 0 | [37 empty] | 0 | 0 | #VALUE!
9.218 | Providing and installation of spare parts of sanitary fittings of approved make including all necessary fittings, labour, tools, equipments, etc. complete as per direction of engineer in- charge. Ceramic Urinal pot Cat. No. URS-WHT-13255 - BRACKET SET-URINAL-URL-13255/13257/13259 | item365 | 1 | Nos | 364 |  |  | Excess(+) | 1 | Full Conversion | INR |  |  | 0 | [37 empty] | 0 | 0 | #VALUE!
9.219 | Providing and installation of spare parts of sanitary fittings of approved make including all necessary fittings, labour, tools, equipments, etc. complete as per direction of engineer in- charge. Ceramic Urinal pot Cat. No. URS-WHT-13255 - PIPE-URINAL-URS-13255/13257/13259-USED F | item366 | 1 | Nos | 365 |  |  | Excess(+) | 1 | Full Conversion | INR |  |  | 0 | [37 empty] | 0 | 0 | #VALUE!
9.22 | Providing and installation of spare parts of sanitary fittings of approved make including all necessary fittings, labour, tools, equipments, etc. complete as per direction of engineer in- charge. Ceramic Urinal pot Cat. No. URS-WHT-13255 - BRACKET SET-URINAL-URL-13255/13257/13259 | item367 | 1 | Nos | 366 |  |  | Excess(+) | 1 | Full Conversion | INR |  |  | 0 | [37 empty] | 0 | 0 | #VALUE!
9.221 | Providing and installation of spare parts of sanitary fittings of approved make including all necessary fittings, labour, tools, equipments, etc. complete as per direction of engineer in- charge. Ceramic Urinal pot Cat. No. URS-WHT-13255 - LID-URINAL-SUITABLE FOR URS-13255 | item368 | 1 | Nos | 367 |  |  | Excess(+) | 1 | Full Conversion | INR |  |  | 0 | [37 empty] | 0 | 0 | #VALUE!
9.222 | Providing and installation of spare parts of sanitary fittings of approved make including all necessary fittings, labour, tools, equipments, etc. complete as per direction of engineer in- charge. Ceramic Urinal pot Cat. No. URS-WHT-13255 - ACCESSORIES SET-URINAL-URS-13255 | item369 | 1 | Nos | 368 |  |  | Excess(+) | 1 | Full Conversion | INR |  |  | 0 | [37 empty] | 0 | 0 | #VALUE!
10 | DEPARTMENTAL SERVICES: |  |  |  | 369 |  |  | Excess(+) | 1 | Full Conversion | INR
10.01 | labour charges for engaging on daily wage along with necessary self-owned Tools; Tackles & Machinery : Helper / Male coolie (General) | item371 | 1 | Man Days | 370 |  |  | Excess(+) | 1 | Full Conversion | INR |  |  | 0 | [37 empty] | 0 | 0 | #VALUE!
10.02 | labour charges for engaging on daily wage along with necessary self-owned Tools; Tackles & Machinery : Carpenter Furniture Skilled | item372 | 1 | Man Days | 371 |  |  | Excess(+) | 1 | Full Conversion | INR |  |  | 0 | [37 empty] | 0 | 0 | #VALUE!
10.03 | labour charges for engaging on daily wage along with necessary self-owned Tools; Tackles & Machinery : Plumber Skilled | item373 | 1 | Man Days | 372 |  |  | Excess(+) | 1 | Full Conversion | INR |  |  | 0 | [37 empty] | 0 | 0 | #VALUE!
10.04 | labour charges for engaging on daily wage along with necessary self-owned Tools; Tackles & Machinery : Mason Skilled | item374 | 1 | Man Days | 373 |  |  | Excess(+) | 1 | Full Conversion | INR |  |  | 0 | [37 empty] | 0 | 0 | #VALUE!
10.05 | labour charges for engaging on daily wage along with necessary self-owned Tools; Tackles & Machinery : Fitter / Technician Highly skilled - Floor Springs / Door closers / Venetian Blinds / Chair Repairs, Welders, Carpenter Aluminium Fabrication Skilled etc. | item375 | 1 | Man Days | 374 |  |  | Excess(+) | 1 | Full Conversion | INR |  |  | 0 | [37 empty] | 0 | 0 | #VALUE!
11 | MISCELLANOUS WORKS: |  |  |  | 375 |  |  | Excess(+) | 1 | Full Conversion | INR
11.01 | Providing and fixing 600 x 450 mm bevelled edge mirror of superior glass of approved quality 6 mm thk, fixed to wall dado tiles by SS brush finished brass button type glass holders with C.P. brass screws and washer, pvc plugs etc, complete & to the satisfaction of the Engineer In Charge. MODI / ASSI | item377 | 2 | Nos | 376 |  |  | Excess(+) | 1 | Full Conversion | INR |  |  | 0 | [37 empty] | 0 | 0 | #VALUE!
11.02 | Supply and fixing Precast reinforced concrete Gutter /drainage covers complete with lifting hooks including reinforcement and centring and shuttering and finished with plaster: 1000x900x100 mm | item378 | 1 | Nos | 377 |  |  | Excess(+) | 1 | Full Conversion | INR |  |  | 0 | [37 empty] | 0 | 0 | #VALUE!
11.03 | Supply and fixing Precast reinforced concrete Gutter /drainage covers complete with lifting hooks including reinforcement and centring and shuttering and finished with plaster: 1000x600x100 mm | item379 | 1 | Nos | 378 |  |  | Excess(+) | 1 | Full Conversion | INR |  |  | 0 | [37 empty] | 0 | 0 | #VALUE!
11.04 | Providing and fixing stainless steel Single sinks of one- piece 304 grade of 1.6 mm thick of overall size 689mm x 535 mmx 254mm in Anti Scratch finish/quality inclusive of SS/CP waste coupling, fixing materials and connection piece in CPVC piping in 40/50mm dia., treaded End Cap etc complete. NIRALI / HINDWARE / FRANKE | item380 | 1 | Nos | 379 |  |  | Excess(+) | 1 | Full Conversion | INR |  |  | 0 | [37 empty] | 0 | 0 | #VALUE!
11.05 | Providing, fabricating and fixing to existing Man hole / Chamber covers with frames and suitable locking arrangement, holdfasts, lifting handles, etc. Frames to be in MS 50mm x 50mm x 6mm & Cover door in GI (14gauge) plate fabricated with MS flat 50mm x 50mm x 6mm, equal angle 50mm x 50mm x 6mm as necessary supports including two coats of approved epoxy primer & two coats of epoxy synthetic enamel etc. Existing chambers to be repaired in brick masonry / plaster / concrete etc complete to make good the job & to the satisfaction of the Engineer. Cover Size: 300mm x 300mm | item381 | 2 | Nos | 380 |  |  | Excess(+) | 1 | Full Conversion | INR |  |  | 0 | [37 empty] | 0 | 0 | #VALUE!
11.06 | Providing, fabricating and fixing to existing Man hole / Chamber covers with frames and suitable locking arrangement, holdfasts, lifting handles, etc. Frames to be in MS 50mm x 50mm x 6mm & Cover door in GI (14gauge) plate fabricated with MS flat 50mm x 50mm x 6mm, equal angle 50mm x 50mm x 6mm as necessary supports including two coats of approved epoxy primer & two coats of epoxy synthetic enamel etc. Existing chambers to be repaired in brick masonry / plaster / concrete etc complete to make good the job & to the satisfaction of the Engineer. Cover Size: 600mm x 600mm | item382 | 2 | Nos | 381 |  |  | Excess(+) | 1 | Full Conversion | INR |  |  | 0 | [37 empty] | 0 | 0 | #VALUE!
11.07 | Providing, fabricating and fixing to existing Man hole / Chamber covers with frames and suitable locking arrangement, holdfasts, lifting handles, etc. Frames to be in MS 50mm x 50mm x 6mm & Cover door in GI (14gauge) plate fabricated with MS flat 50mm x 50mm x 6mm, equal angle 50mm x 50mm x 6mm as necessary supports including two coats of approved epoxy primer & two coats of epoxy synthetic enamel etc. Existing chambers to be repaired in brick masonry / plaster / concrete etc complete to make good the job & to the satisfaction of the Engineer. Cover Size: 1200mm x 1300mm | item383 | 1 | Nos | 382 |  |  | Excess(+) | 1 | Full Conversion | INR |  |  | 0 | [37 empty] | 0 | 0 | #VALUE!
11.08 | Using cement Bags in works ISI Mark (50Kg Bag) and as per approved make and satisfaction of engineer in charge | item384 | 1 | Nos | 383 |  |  | Excess(+) | 1 | Full Conversion | INR |  |  | 0 | [37 empty] | 0 | 0 | #VALUE!
11.09 | Using Sand as per approved make and satisfaction of engineer in- charge. | item385 | 1 | cum | 384 |  |  | Excess(+) | 1 | Full Conversion | INR |  |  | 0 | [37 empty] | 0 | 0 | #VALUE!
11.1 | Providing chuna of (25 kg bag) with ISI marking of approved make and satisfaction of engineer in- charge. | item386 | 1 | Nos | 385 |  |  | Excess(+) | 1 | Full Conversion | INR |  |  | 0 | [37 empty] | 0 | 0 | #VALUE!
11.11 | Providing and fixing of locks for cupboards (overhead and below counters) as per approved make etc complete | item387 | 5 | Nos | 386 |  |  | Excess(+) | 1 | Full Conversion | INR |  |  | 0 | [37 empty] | 0 | 0 | #VALUE!
11.12 | Providing and installation of overhead sintex tanks at all heights and making proper plumbing connections from the existing water supply lines etc complete : 1000 ltrs capacity | item388 | 1 | Nos | 387 |  |  | Excess(+) | 1 | Full Conversion | INR |  |  | 0 | [37 empty] | 0 | 0 | #VALUE!
11.13 | Providing and installation of overhead sintex tanks at all heights and making proper plumbing connections from the existing water supply lines etc complete : 1500 ltrs capacity | item389 | 1 | Nos | 388 |  |  | Excess(+) | 1 | Full Conversion | INR |  |  | 0 | [37 empty] | 0 | 0 | #VALUE!
11.14 | Providing and installation of overhead sintex tanks at all heights and making proper plumbing connections from the existing water supply lines etc complete : 2000 ltrs capacity | item390 | 1 | Nos | 389 |  |  | Excess(+) | 1 | Full Conversion | INR |  |  | 0 | [37 empty] | 0 | 0 | #VALUE!
11.15 | Removing carefully damaged false ceiling and providing and redoing the false ceiling in Gypsum board in existing thickness including necessary supports/runners/perimeter channels etc complete and finishing the surface to all levels/line to the satisfaction of the engineer in charge | item391 | 1 | Nos | 389 |  |  | Excess(+) | 1 | Full Conversion | INR |  |  | 0 | [37 empty] | 0 | 0 | #VALUE!
11.16 | Providing and fixing tiled false ceiling of specified materials of size 595x595 mm in true horizontal level, suspended on interlocking metal grid of hot dipped galvanized steel sections ( galvanized @ 120 grams/ sqm, both side runner with suitably spaced joints to get required length and of size 24x38 mm made inclusive) consisting of main "T" from 0.30 mm thick (minimum) sheet, spaced at 1200 mm centre to centre and cross "T" of size 24x25 mm made of 0.30 mm thick (minimum) sheet, 1200 mm long spaced between main "T" at 600 mm centre to centre to form a grid of 1200x600 mm and secondary cross "T" of length 600 mm and size 24x25 mm made of 0.30 mm thick (minimum) sheet to be interlocked at middle of the 1200x600 mm panel to form grids of 600x600 mm and wall angle of size 24x24x0.3 mm and laying false ceiling tiles of approved texture in the grid including, required cutting/making, opening for services like diffusers, grills, light fittings, fixtures, smoke detectors etc. Main "T" runners to be suspended from ceiling using GI slotted cleats of size 27 x 37 x 25 x1.6 mm fixed to ceiling with 12.5 mm dia and 50 mm long dash fasteners, 4 mm GI adjustable rods with galvanized butterfly level clips of size 85 x30 x 0.8 mm spaced at 1200 mm centre to centre along main T, bottom exposed width of 24 mm of all T-sections shall be pre-painted with polyester paint, all complete for all heights as per specifications, drawings and as directed by Engineer-in-charge: 8 mm thick fully perforated calcium silicate board made with Calcareous & Siliceous materials reinforced with give stable crystalline structure with minimum compressive strength 225 kg/ sq. cellulose fibre manufactured through autoclaving process to bending strength 100 kg/sq. cm , of size 595x595 mm, having perforation of dia. 10 mm with minimum perforated area 18 % with non-woven tissue on the back side, having an NRC ( Noise Reduction Coefficient) of 0.85, with 50 mm thick rockwool of 48 kg /cum backing. | item392 | 1 | sqm | 390 |  |  | Excess(+) | 1 | Full Conversion | INR |  |  | 0 | [37 empty] | 0 | 0 | #VALUE!
11.17 | Providing and fixing 12.5 mm thick fully Perforated/ non perforated gypsum board tile of approved make, pattern and shade, made from plasterboard having glass fibre conforming to IS: 2095 part I, of size 595x595 mm, with centre borders of 48 mm and the side borders of 30 mm, backed with non-woven tissue on the back side, having an NRC (Noise Reduction Coefficient) of 0.79, with 50 mm resin bonded glass wool backing including removing of existing damaged tiles, etc. complete as per direction of engineer in charge. | item393 | 1 | sqm | 391 |  |  | Excess(+) | 1 | Full Conversion | INR |  |  | 0 | [37 empty] | 0 | 0 | #VALUE!
11.18 | Steel work in single sections including cutting, hoisting, welding fixing in position and applying a priming coat of red lead paint. In R.S. joists, channels, angles, tees, tubes, pipes | item394 | 100 | kg | 392 |  |  | Excess(+) | 1 | Full Conversion | INR |  |  | 0 | [37 empty] | 0 | 0 | #VALUE!
11.19 | Steel work in single sections including cutting, hoisting, welding fixing in position and applying a priming coat of red lead paint. In flats of all sizes | item395 | 20 | kg | 393 |  |  | Excess(+) | 1 | Full Conversion | INR |  |  | 0 | [37 empty] | 0 | 0 | #VALUE!
11.2 | Steel work in single sections including cutting, hoisting, welding fixing in position and applying a priming coat of red lead paint.In Sheets of all sizes and thickness | item396 | 100 | kg | 394 |  |  | Excess(+) | 1 | Full Conversion | INR |  |  | 0 | [37 empty] | 0 | 0 | #VALUE!
11.21 | Providing, fabricating and fixing in position stainless steel work of 304 grade in single sections including cutting, hoisting, welding and providing surface finish by buffing in matte or polished finish, including all tools, equipments and labours, etc. complete as per direction of engineer in- charge. In R.S. joists, channels, angles, tees, tubes, pipes | item397 | 100 | kg | 395 |  |  | Excess(+) | 1 | Full Conversion | INR |  |  | 0 | [37 empty] | 0 | 0 | #VALUE!
11.22 | Providing, fabricating and fixing in position stainless steel work of 304 grade in single sections including cutting, hoisting, welding and providing surface finish by buffing in matte or polished finish, including all tools, equipments and labours, etc. complete as per direction of engineer in- charge.In flats of all sizes | item398 | 20 | kg | 396 |  |  | Excess(+) | 1 | Full Conversion | INR |  |  | 0 | [37 empty] | 0 | 0 | #VALUE!
11.23 | Providing, fabricating and fixing in position stainless steel work of 304 grade in single sections including cutting, hoisting, welding and providing surface finish by buffing in matte or polished finish, including all tools, equipments and labours, etc. complete as per direction of engineer in- charge.In Sheets of all sizes and thickness | item399 | 100 | kg | 397 |  |  | Excess(+) | 1 | Full Conversion | INR |  |  | 0 | [37 empty] | 0 | 0 | #VALUE!
11.24 | Providing, fabricating and fixing in position stainless steel work of 316 grade in single sections including cutting, hoisting, welding and providing surface finish by buffing in matte or polished finish, including all tools, equipments and labours, etc. complete as per direction of engineer in- charge. In R.S. joists, channels, angles, tees, tubes, pipes | item400 | 100 | kg | 398 |  |  | Excess(+) | 1 | Full Conversion | INR |  |  | 0 | [37 empty] | 0 | 0 | #VALUE!
11.25 | Providing, fabricating and fixing in position stainless steel work of 316 grade in single sections including cutting, hoisting, welding and providing surface finish by buffing in matte or polished finish, including all tools, equipments and labours, etc. complete as per direction of engineer in- charge.In flats of all sizes | item401 | 20 | kg | 399 |  |  | Excess(+) | 1 | Full Conversion | INR |  |  | 0 | [37 empty] | 0 | 0 | #VALUE!
11.26 | Providing, fabricating and fixing in position stainless steel work of 316 grade in single sections including cutting, hoisting, welding and providing surface finish by buffing in matte or polished finish, including all tools, equipments and labours, etc. complete as per direction of engineer in- charge.In Sheets of all sizes and thickness | item402 | 100 | kg | 400 |  |  | Excess(+) | 1 | Full Conversion | INR |  |  | 0 | [37 empty] | 0 | 0 | #VALUE!
11.27 | Providing and fixing of Galvanized sheets according to ASTM specification on A792/A792M-97a "Steel sheet, 55% aluminium-Zinc alloy coated by Hot Dip process of approved colour and make etc complete | item403 | 10 | sqm | 401 |  |  | Excess(+) | 1 | Full Conversion | INR |  |  | 0 | [37 empty] | 0 | 0 | #VALUE!
11.28 | Providing and fixing of Bird Control Spikes on beams, rafters, railings, window air conditioners, signs, windowsills, gutters, roof perimeters, support structures, chimneys etc. Made from Virgin UV stabilized poly-carbonate engineering polymer of approved colour and make and fixing the same by binding wires of SS 304/ aluminium/ GI material, etc. complete as per direction of engineer in- charge. | item404 | 50 | rmt | 402 |  |  | Excess(+) | 1 | Full Conversion | INR |  |  | 0 | [37 empty] | 0 | 0 | #VALUE!
11.29 | Providing and fixing aluminium work for doors, windows, ventilators and partitions with extruded built up standard tubular sections/ appropriate Z sections and other sections of approved make conforming to IS: 733 and IS: 1285, fixing with dash fasteners of required dia and size, including necessary filling up the gaps at junctions, i.e. at top, bottom and sides with required EPDM rubber/ neoprene gasket etc. Aluminium sections shall be smooth, rust free, straight, mitred and jointed mechanically wherever required including cleat angle, Aluminium snap beading for glazing / panelling, C.P. brass / stainless steel screws, all complete as per architectural drawings and the directions of Engineer-in-charge. (Glazing, and panelling to be paid for separately): Anodised aluminium | item405 | 1 | kg | 403 |  |  | Excess(+) | 1 | Full Conversion | INR |  |  | 0 | [37 empty] | 0 | 0 | #VALUE!
11.3 | Providing and fixing aluminium work for doors, windows, ventilators and partitions with extruded built up standard tubular sections/ appropriate Z sections and other sections of approved make conforming to IS: 733 and IS: 1285, fixing with dash fasteners of required dia and size, including necessary filling up the gaps at junctions, i.e. at top, bottom and sides with required EPDM rubber/ neoprene gasket etc. Aluminium sections shall be smooth, rust free, straight, mitred and jointed mechanically wherever required including cleat angle, Aluminium snap beading for glazing / panelling, C.P. brass / stainless steel screws, all complete as per architectural drawings and the directions of Engineer-in-charge. (Glazing, and panelling to be paid for separately):Powder coated (minimum thickness of powder coating 50 micron) | item406 | 1 | kg | 404 |  |  | Excess(+) | 1 | Full Conversion | INR |  |  | 0 | [37 empty] | 0 | 0 | #VALUE!
11.31 | Providing and fixing aluminium work for doors, windows, ventilators and partitions with extruded built up standard tubular sections/ appropriate Z sections and other sections of approved make conforming to IS: 733 and IS: 1285, fixing with dash fasteners of required dia and size, including necessary filling up the gaps at junctions, i.e. at top, bottom and sides with required EPDM rubber/ neoprene gasket etc. Aluminium sections shall be smooth, rust free, straight, mitred and jointed mechanically wherever required including cleat angle, Aluminium snap beading for glazing / panelling, C.P. brass / stainless steel screws, all complete as per architectural drawings and the directions of Engineer-in-charge. (Glazing, and panelling to be paid for separately):Providing and fixing aluminium diamond shaped Jaali of approved make for ventilation purpose in partition, openings, doors, etc. including fixing with SS screws by drilling holes with necessary tools, labours, equipments, etc. complete as per direction of engineer in- charge. | item407 | 1 | kg | 405 |  |  | Excess(+) | 1 | Full Conversion | INR |  |  | 0 | [37 empty] | 0 | 0 | #VALUE!
11.32 | Providing and fixing in position concave/ convex safety mirrors besides roadways of approved make, quality and size including fixing with necessary SS anchor bolts or screws, with all necessary fittings, etc. complete as per direction of engineer in- charge | item408 | 2 | Nos | 406 |  |  | Excess(+) | 1 | Full Conversion | INR |  |  | 0 | [37 empty] | 0 | 0 | #VALUE!
11.33 | Providing and fixing of sign board of 5 mm thick acrylic board with computer cut self-adhesive as per approved colour vinyl graphics /artwork /letter pasted on it. The sign board will be fixed to the wall /door by means of mirror screw as per the given drawing and directed by Engineer in charge. | item409 | 10 | sqft | 407 |  |  | Excess(+) | 1 | Full Conversion | INR |  |  | 0 | [37 empty] | 0 | 0 | #VALUE!
11.34 | Providing and fixing of sign board made of 5 mm thick aluminium composite panel back sheet with computer cut self-adhesive as per approved colour vinyl graphics /artwork /letter pasted on it. The sign board will be fixed to the wall /door by means of mirror screw, hanging chain (for particular board only) as per the given drawing and directed by Engineer in charge. | item410 | 1 | sqm | 408 |  |  | Excess(+) | 1 | Full Conversion | INR |  |  | 0 | [37 empty] | 0 | 0 | #VALUE!
11.35 | Providing and fixing PVC keyboard tray with mouse pad of approved make and shade along with powder coated aluminium channels, along with fixing the same with SS screws including all tools and labour, etc complete as per direction of engineer in- charge. | item411 | 1 | Nos | 409 |  |  | Excess(+) | 1 | Full Conversion | INR |  |  | 0 | [37 empty] | 0 | 0 | #VALUE!
11.36 | Providing chemical drain cleaning powder (Container) for clearing clogging and blockage of drains in basins, urinals, etc. of approved make and as per satisfaction of engineer in- charge. | item412 | 1 | Nos | 410 |  |  | Excess(+) | 1 | Full Conversion | INR |  |  | 0 | [37 empty] | 0 | 0 | #VALUE!
11.37 | Cleaning of existing office chair fabrics, leather, Rexene, etc covers along with its armrest including labour, tools, equipments, chemicals etc. complete as per direction of engineer in charge. | item413 | 1 | Nos | 411 |  |  | Excess(+) | 1 | Full Conversion | INR |  |  | 0 | [37 empty] | 0 | 0 | #VALUE!
11.38 | Providing and fixing magnetic catch lock 8mm, 10mm slots with PVC housing and steel counter piece of approved make including fixing with SS screws and all necessary fittings along with labours, tools, etc. complete as per direction of engineer in charge. | item414 | 1 | Nos | 412 |  |  | Excess(+) | 1 | Full Conversion | INR |  |  | 0 | [37 empty] | 0 | 0 | #VALUE!
11.39 | Providing, mixing and spraying of weed killer chemical for killing unwanted weed growth of approved make with appropriate mixing proportion as mentioned by the manufacturer including labour, tools, equipments, etc. complete as per direction of Engineer in- charge. | item415 | 10 | sqm | 413 |  |  | Excess(+) | 1 | Full Conversion | INR |  |  | 0 | [37 empty] | 0 | 0 | #VALUE!
11.4 | Providing and fixing PVC cable manager of size 65mm/ 2.5 inch, for office tables of approved make, along with cutting hole in table top of particle board/ plywood with glass top using core cutter, including labour, tools, equipments etc. complete as per direction of Engineer in- charge. | item416 | 1 | nos | 414 |  |  | Excess(+) | 1 | Full Conversion | INR |  |  | 0 | [37 empty] | 0 | 0 | #VALUE!
11.41 | Providing of brass padlocks of 5, 6, 7 levers of approved make with 3 keys for locking of doors, etc. complete as per direction of engineer in- charge. | item417 | 1 | Nos | 415 |  |  | Excess(+) | 1 | Full Conversion | INR |  |  | 0 | [37 empty] | 0 | 0 | #VALUE!
11.42 | Providing and fixing rubber speed humps of approved make and pattern, on floor level for vehicular speed control 50 mm thick and 350 mm wide with providing a spacing of 200 mm between each row of the hump including drilling holes in ground and fixing the same with SS screws will all tools, labour, equipments, etc. Complete as per direction of engineer in- charge. | item418 | 50 | rmt | 416 |  |  | Excess(+) | 1 | Full Conversion | INR |  |  | 0 | [37 empty] | 0 | 0 | #VALUE!
11.43 | Providing and fixing reflective slip resistant staircase tread strip at floor lever of approved make and shade of size 50 mm width, fixed at staircase tread nose along with appropriate adhesives of approved make, including all labour, tools, equipments, etc. complete as per direction of engineer in- charge. | item419 | 10 | rmt | 417 |  |  | Excess(+) | 1 | Full Conversion | INR |  |  | 0 | [37 empty] | 0 | 0 | #VALUE!
11.44 | Providing and fixing on wall surface acoustic cladding panels of size and shade as per existing ones or as approved by engineer in- charge, of approved make including fixing with necessary fittings or locking system, labours, tools, equipments, etc. complete as per direction of engineer in- charge. | item420 | 10 | sqm | 418 |  |  | Excess(+) | 1 | Full Conversion | INR |  |  | 0 | [37 empty] | 0 | 0 | #VALUE!
11.45 | Providing and application of Fibre reinforced polymer treatment in two or more coats, for the exposed surface of metal structures of approved make, including mixing of resin and hardener in required proportions as specified by the manufacturer along with mixing of colour pigment of approved shade if required. Application procedure involves cleaning of the existing metal surface by wire brush and water, drying the surface, application of 1st coat of FRP, allowing to dry, application of second coat of FRP, allowing to dry, including labour, tools, equipmennts, etc. complete as per direction of Engineer in- charge. | item421 | 10 | sqm | 419 |  |  | Excess(+) | 1 | Full Conversion | INR |  |  | 0 | [37 empty] | 0 | 0 | #VALUE!
11.46 | Providing and fixing in position powder coated aluminium rectangular louvers not exceeding 0.2 sqm in all type of flush doors with size and location as specified by Engineer in- charge, including all necessary fitting and making good the same, etc. complete as per direction of Engineer in- charge. | item422 | 5 | Nos | 420 |  |  | Excess(+) | 1 | Full Conversion | INR |  |  | 0 | [37 empty] | 0 | 0 | #VALUE!
11.47 | Providing and fixing of moisture resistant/fire resistant cement fibre board 8 mm thick, of approved make and required size, fixed with stainless steel self-drilling / taping screws. Screws shall be of counter sunk rib head of 1.60 mm to 4 mm thick or 8 to 10 gauge of length varying from 25 to 45 mm, etc, including labour, tools, equipment, etc. complete as per direction of Engineer in- charge. | item423 | 10 | sqm | 421 |  |  | Excess(+) | 1 | Full Conversion | INR |  |  | 0 | [37 empty] | 0 | 0 | #VALUE!
11.48 | Providing and fixing in position PVC Loft water tank of approved make, shape and size above toilets in washrooms with a volume of 500 lts including all necessary fittings, etc. complete as per direction of Engineer in- charge. | item424 | 1 | Nos | 422 |  |  | Excess(+) | 1 | Full Conversion | INR |  |  | 0 | [37 empty] | 0 | 0 | #VALUE!
11.49 | Providing and fixing Furniture spare parts of Godrej make, including tools, labour, equipments, etc. complete as per direction of Engineer in- charge. Arena spare gas lift 120 mm class 4 | item425 | 1 | Nos | 423 |  |  | Excess(+) | 1 | Full Conversion | INR |  |  | 0 | [37 empty] | 0 | 0 | #VALUE!
11.5 | Providing and fixing Furniture spare parts of Godrej make, including tools, labour, equipments, etc. complete as per direction of Engineer in- charge. Office table Lock T8/ T9 | item426 | 1 | Nos | 424 |  |  | Excess(+) | 1 | Full Conversion | INR |  |  | 0 | [37 empty] | 0 | 0 | #VALUE!
11.51 | Providing and fixing Furniture spare parts of Godrej make, including tools, labour, equipments, etc. complete as per direction of Engineer in- charge. Office chair bottom mechanism | item427 | 1 | Nos | 425 |  |  | Excess(+) | 1 | Full Conversion | INR |  |  | 0 | [37 empty] | 0 | 0 | #VALUE!
11.52 | Providing and fixing Furniture spare parts of Godrej make, including tools, labour, equipments, etc. complete as per direction of Engineer in- charge.Arena spares Castor wheels | item428 | 1 | Nos | 426 |  |  | Excess(+) | 1 | Full Conversion | INR |  |  | 0 | [37 empty] | 0 | 0 | #VALUE!
11.53 | Providing and fixing Furniture spare parts of Godrej make, including tools, labour, equipments, etc. complete as per direction of Engineer in- charge. Office chair seat cover | item429 | 1 | Nos | 427 |  |  | Excess(+) | 1 | Full Conversion | INR |  |  | 0 | [37 empty] | 0 | 0 | #VALUE!
11.54 | Providing and fixing Furniture spare parts of Godrej make, including tools, labour, equipments, etc. complete as per direction of Engineer in- charge. Godrej wardrobe door lock | item430 | 1 | Nos | 428 |  |  | Excess(+) | 1 | Full Conversion | INR |  |  | 0 | [37 empty] | 0 | 0 | #VALUE!
11.55 | Providing and fixing Furniture spare parts of Godrej make, including tools, labour, equipments, etc. complete as per direction of Engineer in- charge. Godrej pedestal/ drawer lock | item431 | 1 | Nos | 429 |  |  | Excess(+) | 1 | Full Conversion | INR |  |  | 0 | [37 empty] | 0 | 0 | #VALUE!
11.56 | Providing and fixing Furniture spare parts of Godrej make, including tools, labour, equipments, etc. complete as per direction of Engineer in- charge. Office chair star base | item432 | 1 | Nos | 430 |  |  | Excess(+) | 1 | Full Conversion | INR |  |  | 0 | [37 empty] | 0 | 0 | #VALUE!
11.57 | Providing and fixing Furniture spare parts of Godrej make, including tools, labour, equipments, etc. complete as per direction of Engineer in- charge. Arena Gas lift (Short height) | item433 | 1 | Nos | 431 |  |  | Excess(+) | 1 | Full Conversion | INR |  |  | 0 | [37 empty] | 0 | 0 | #VALUE!
11.58 | Providing and fixing Furniture spare parts of Godrej make, including tools, labour, equipments, etc. complete as per direction of Engineer in- charge. Drawer handle screw | item434 | 1 | Nos | 432 |  |  | Excess(+) | 1 | Full Conversion | INR |  |  | 0 | [37 empty] | 0 | 0 | #VALUE!
11.59 | Providing and fixing Furniture spare parts of Godrej make, including tools, labour, equipments, etc. complete as per direction of Engineer in- charge. Office chair back assembly | item435 | 1 | Nos | 433 |  |  | Excess(+) | 1 | Full Conversion | INR |  |  | 0 | [37 empty] | 0 | 0 | #VALUE!
11.6 | Providing and fixing Furniture spare parts of Godrej make, including tools, labour, equipments, etc. complete as per direction of Engineer in- charge. Office chair hand armrest | item436 | 1 | Nos | 434 |  |  | Excess(+) | 1 | Full Conversion | INR |  |  | 0 | [37 empty] | 0 | 0 | #VALUE!
11.61 | Providing and fixing Furniture spare parts of Godrej make, including tools, labour, equipments, etc. complete as per direction of Engineer in- charge. Office chair servicing | item437 | 1 | Nos | 435 |  |  | Excess(+) | 1 | Full Conversion | INR |  |  | 0 | [37 empty] | 0 | 0 | #VALUE!
11.62 | Providing and fixing Furniture spare parts of Godrej make, including tools, labour, equipments, etc. complete as per direction of Engineer in- charge. office wardrobe servicing | item438 | 1 | Nos | 436 |  |  | Excess(+) | 1 | Full Conversion | INR |  |  | 0 | [37 empty] | 0 | 0 | #VALUE!
11.63 | Providing and fixing Furniture spare parts of Godrej make, including tools, labour, equipments, etc. complete as per direction of Engineer in- charge. Office pedestal / drawer servicing | item439 | 1 | Nos | 437 |  |  | Excess(+) | 1 | Full Conversion | INR |  |  | 0 | [37 empty] | 0 | 0 | #VALUE! | 1.02 | Construction of chamber for 100mm sluice plates | item2 | 213 | Nos
11.64 | Providing and fixing Furniture spare parts of Godrej make, including tools, labour, equipments, etc. complete as per direction of Engineer in- charge.Office table servicing | item440 | 1 | Nos | 438 |  |  | Excess(+) | 1 | Full Conversion | INR |  |  | 0 | [37 empty] | 0 | 0 | #VALUE! | 2 | Construction of chamber for 100mm sluices valve | item3 | 10 | Nos
Total in Figures | [51 empty] | 0 | 0 | #VALUE! | 4 | Construction of chamber for 100mm sluice plates | item5 | 10 | Nos
Quoted Rate in Figures |  |  |  | Select, Excess (+), Less (-) | [7 empty] | % | [39 empty] | 0 | 0 | #VALUE!
Quoted Rate in Words |  | #VALUE!
Note on K13: gepadmin: 1. If you choose "Full Conversion" then Column BA (AMOUNT) and Column BB (TAXES) BOTH values will be convert based on selected Currency in (Column L). 2. If you choose "Partial Conversion" then Column BA (AMOUNT) only will be converted based on selected currency (Column L) and Column BB (TAXES) value (INR) will be added to the converted values.
Note on K14: gepadmin: 1. If you choose "Full Conversion" then Column BA (AMOUNT) and Column BB (TAXES) BOTH values will be convert based on selected Currency in (Column L). 2. If you choose "Partial Conversion" then Column BA (AMOUNT) only will be converted based on selected currency (Column L) and Column BB (TAXES) value (INR) will be added to the converted values.
Note on K450: gepadmin: 1. If you choose "Full Conversion" then Column BA (AMOUNT) and Column BB (TAXES) BOTH values will be convert based on selected Currency in (Column L). 2. If you choose "Partial Conversion" then Column BA (AMOUNT) only will be converted based on selected currency (Column L) and Column BB (TAXES) value (INR) will be added to the converted values.
Note on K451: gepadmin: 1. If you choose "Full Conversion" then Column BA (AMOUNT) and Column BB (TAXES) BOTH values will be convert based on selected Currency in (Column L). 2. If you choose "Partial Conversion" then Column BA (AMOUNT) only will be converted based on selected currency (Column L) and Column BB (TAXES) value (INR) will be added to the converted values.
Validate
Print
Help

## Macros
Please Enable Macros to View BoQ information